## Initializing
| WSU Code Compliance Calculator - WSEC 2018 & 2021 |  | (C) 2025
| Washington State University Energy Program |  | 2025-10-21 18:51
For assistance contact: energycode@energy.wsu.edu
Welcome to the WSU Code Compliance Calculator
This worksheet is designed to document the qualification of building designs by the (1) R402.1.1 prescriptive path, including the R406.3 UA percent trade off for Option 1 envelope measures, and (2) R402.1.4 Total UA Alternative (compnent performance). These are both based on the requirements of the 2021 and the 2018 editions of the Washington State Energy Code (WSEC). This tool can also calculate Efficient Building Envelope Options 1.3 – 1.6 for 2018 and Options 1.1 –1.4 for 2021.
We appreciate your feedback! Send us your suggestions, comments and bug reports to the email above.
ENABLE MACROS: Macros must be enabled for this tool to function properly.
Office 365 Users: Save this file to your LOCAL drive. To unblock macros, follow the instructions on the Unblocking Macros tab.
Calculator tabs will open when macros are enabled and you click button to Accept Terms.
If the tool does not open:
* | Have you enabled editing? Have you enabled macros? Have you saved to your harddrive?
| - | See the text box "Excel Start Up Tips" to the right
| - | If you missed clicking "Enable Macros" just below the Excel ribbon, close this file and open again.
* | What is your Excel version? This tool is not compatible with Excel for Mac or web-based versions of Excel.
| - | Include your Excel version when you email us
* | Is VBA installed in your Office installation? If not, on a PC follow these steps:
| 1 | Go to the Control Panel --> Programs --> Programs and Features
| 2 | Find Microsoft Offcie in the list of programs. Right click it and select Change
| 3 | In the window that opens, choose Add or Remove Features
| 4 | In the next window, go to Installation Options -> Office Shared features, click Visual Basic for Applications and select Run from My Computer.
| 5 | Click Continue and restart Excel.
* | Your antivirus may be removing VBA code or disabling macro-enabled Excel files or forcing the file to close
| - | If Excel brings up an error message that includes "Removed Part: /xl/vbaProject.bin part", your antivirus may be removing VBA code from Excel files
| - | Another indication that the system is blocking macro-enabled Excel files is if the file is "forced to close" before you even have a chance to enable macros or accept the user agreement.
| - | If you get this warning, you may need to work with your IT department to allow running this file.
| - | Please let us know what anti-virus you are using.
Tips / Known Issues
* | Print button does not work in pre-2016 versions of Excel
- Temporary Solution: Print using the Excel Tool Bar: File / Print
- We plan to fix this issue. Stay tuned -- and thanks for your patience.
* | This tool is not compatible with Excel for Mac
- Sorry, we do not have plans to develop a Mac compatible tool.
This tool is compatible with Office 365 -- How to unblock macros
This tool is compatible with Office 365 -- How to unblock macros
* | However, it will not work if you open the calculator within Microsoft Edge. Save the file to your local drive.
* | Enabling macros requires that you change the properties of the file to unblock macros. Follow the instructions in the link that comes up when you try to open the file.
* | Here is a screenshot of Microsoft's instructions for modifying the file properties.
Click to Accept Terms of Use & Open Tool

## Getting Started
| WSU Code Compliance Calculator - WSEC 2018 & 2021 |  |  | (C) 2025
| Washington State University Energy Program |  |  | 2025-10-21 18:51
For assistance contact: energycode@energy.wsu.edu
ENABLE MACROS: Macros must be enabled for this tool to function properly.
Office 365 Users: Save this file to your LOCAL drive. To unblock macros, follow the instructions on the Unblocking Macros tab.
Overview and Background
This worksheet is designed to document the qualification of building designs by the (1) R402.1.1 prescriptive path, including the R406.3 UA percent trade off for Option 1 envelope measures, and (2) R402.1.4 Total UA Alternative (compnent performance). These are both based on the requirements of the 2021 and the 2018 editions of the Washington State Energy Code (WSEC). This tool can also calculate Efficient Building Envelope Options 1.3 – 1.6 for 2018 and Options 1.1 –1.4 for 2021.
This calculator also integrates WSU's glazing schedule and the heating system sizing worksheets. If using the prescriptive PDF worksheets for compliance, you can use this tool to calculate average weighted fenestration U-factor and areas based on your window/door schedule. The heating system size for new and existing construction is also estimated. Note it does not do air conditioning sizing or zonal heating calculations.
These instructions do not attempt to teach the requirements of the WSEC. If you need an overview of the Code, we recommend that you begin by looking at the resources contained on the WSU Energy Program website.
Resources on the website include:
* | WSU Energy Code Website | http://www.energy.wsu.edu/BuildingEfficiency/EnergyCode.aspx
* | 2021 WA State Energy Code | https://sbcc.wa.gov/sites/default/files/2023-04/2021_WSEC_R_1stPrint-1_042623.pdf
* | 2018 WA State Energy Code | https://www.sbcc.wa.gov/sites/default/files/2020-02/2018%20WSEC_R%20Final%20package.pdf
* | Prescriptive Checklist 2021 | Under development
* | Prescriptive Checklist 2018 | http://www.energy.wsu.edu/documents/Prescriptive%20Checklist%202018_rev%2012-4-20.pdf
* | IRC - WA Amendments | https://www.sbcc.wa.gov/sites/default/files/2019-12/2015_IRC_Final_2.pdf#:~:text=Authority%3A%20The%20International%20Residential%20Code%20%28Chapter%2051-51%20WAC%29,reference%20by%20the%20Washington%20State%20Legislature%20in%201974.%20originalAttribute=
* | 2015 WSEC Appendices | http://www.energy.wsu.edu/Documents/ga_2015WSEC_Appx.pdf
* | Additional Resources | http://www.energy.wsu.edu/BuildingEfficiency/EnergyCode/AdditionalResources.aspx
Send us your feedback
We appreciate your feedback! Please send email suggestions, comments and bug reports to:
energycode@energy.wsu.edu
Options for Code Compliance
The 2021 WSEC-R introduces the U-factor compliance path:
* | U-factor compliance path: In this appraoched dubbed the "U-factor compliance path" defined in Section R402.1.2 "Insulation and fenestration criteria", calculations of the UA value are based on the home’s proposed design and are compared to the code baseline of the same home with the thermal envelope meeting the U-factors summarized in Table R402.1.2. This Code Compliance Calculator has been developed to assist you with the UA analysis required by this pathway.
If Options 1.2, 1.3 or 1.4 there are two additional baseline requirements to meet compliance based on Section 402.1.5 "Total UA Alternative": (1) The maximum vertical glazing percent in the baseline is 15% of the floor area. (2) Exempt window and door areas.are not allowed. Otherwise, the baseline does not have a maximum glazing percent and exempt window and door areas are allowed
Both 2018 and 2021 WSEC-R have a Prescriptive Path. In 2021 WSEC-R it is referred to as the "R-value Alternative"
* | Prescriptive Path / R-value Alternative: The simplest approach that allows for unlimited glazing in most cases. Refer to insulation minimum R-values and fenestration requirements by component in table R402.1.3 in 2021 WSEC-R and Table R402.1.1 in 2018 WSEC-R. This path requires compliance with R406 fuel normalization and energy credits, following the prescriptive descriptions of insulation requirements in Option 1 of Table 406.3.
If you select this path, you do not need to enter details of your proposed design in this calculator. Simply select the your Heating System Type and selection Energy Options to meet the required total credits required, per Section R406. Instead of this calculator, you may use the PDF worksheets available from our website. Select the single family worksheet for single family, townhomes and additions. Use the multifamily R2 worksheet for low rise multi-family corridor or non-corridor buildings up to three stories.
We recommend using the single family and multifamily prescriptive PDF worksheets available from our website for this pathway.
Both 2018 and 2021 WSEC-R have the following compliance paths:
* | Total UA Alternative Path: In this approach, calculations of the UA value are based on the home’s proposed design and are compared to the code baseline of the same home with insulation values as summarized in Table R402.1.1. This path requires compliance with R406 fuel normalization and energy credits, using the percent UA reduction values specified in Option 1 in Table R406.3. This Code Compliance Calculator has been developed to assist you with the UA analysis required by this pathway.
Under this path, the maximum vertical glazing percent in the baseline is 15% of the floor area. Also, exempt window and door areas.are not allowed.
This path is defined in Section R402.1.4 in 2018 WSEC-R and Section R402.1.5 in 2021 WSEC-R
* | R405 Simulated Performance Alternative Path: WSU is not aware that this approach has ever been used. The path relies on energy simulation computer program modeling software. To date, WSU has not identified software that meets the energy simulation software requirements. If you are interested in using this compliance path approach, please contact us at energycode@energy.wsu.edu to discuss this issue before submitting permit forms.
* | R407 Passive House Path: This new compliance path in the 2018 WSEC-R allows certified Passive House projects to achieve compliance with WSEC-R. There are requirements for documentation at plan review and final site inspection. See Passive House Northwest for more information.
| For more on Passive House visit | https://www.phnw.org/phnw-mission
The Prescriptive Path and the Total UA Alternative Approach require additional energy efficiency requirements as specified in Section R406:
* | R406 Additional Energy Efficiency Requirement: These requirements are based on energy credits and fuel normalization credits required by WSEC-R 2018 and 2021.
Getting Started: The "Group R" tab
Set Up Your Analysis
Begin your analysis by answering questions in the "Analysis Set Up" area by selecting options from the drop down menus. Your responses to these questions will set up the input areas below, such that only inputs areas that are relevant to your analysis show and input areas that do not pertain are hidden and ignored. In other words, this tool is user responsive. The specific sections that hide and show in response to each question are discussed below.
Inputs are in yellow cells. The classification and baseline description are automatically determined from your inputs in this section, plus the conditioned floor area (which is entered below.)
Question: "What code compliance pathway are you using?:
Select one of the three uses of this tool from the drop down.
Options are:
U-Factor Compliance Path / Total UA Alternative - Select this option, if you are using percent reductions in Total conductive UA specified in Table 406.3 to achieve Option 1 Efficient Building Envelope credits. Your design is compared to the code targets summarized in Table R402.1.1. Your design is compared to the code targets summarized in Table R402.1.1 in 2018 WSEC-R or Table R402.1.2 in 2021 WSEC-R. In calcualtion the Percent UA Reduction for Option 1, the maximum baseline window area for comparison is 15% of the floor area. Exempt wall and window areas are not included, so these input areas hide.
User-Defined Baseline - This option is primarily used for remodels / alterations or for additions when doing a trade off with the existing home. There are exceptions where you would use a user-defined baseline for New Construction, such as when doing a UA trade off on a log home. An additional input area for building baseline design details opens to the right adjacent to the proposed description on the left. (Depending on the size of your screen, you may have to scroll right to see the baseline input area.)
For remodels/alterations, this calculator may be used to determine if the alteration or repair uses "no more energy than the existing building or structure prior to the alteration or repair", per Section R503.1. For additions, a user-defined baseline analysis may be used for a UA trade off analysis using improvements to the existing dwelling unit to achieve energy credits for the addition. For more about user-defined baselines for additions and remodels/alterations, see "Project Building Type?" below.
Prescriptive Path (Tables 406.2 and 406.3 Only) - Select this option if you are following the Prescriptive Path and would like to fill out and print Table R406.2 for and Table R406.3 without calculating the UA value or other detailed results. All input areas for building design details hide, except for the permitted floor area. Permitted floor area is used to determine the number of energy credits required.
Question: "Project Building Type?"
New Construction - Thermal envelope requirements for new construction of heated residential buildings are per WSEC Section 4. New construction of dwelling units requires additional energy efficiency credits per Section R406.
Additions - The definition of an addition is "An extension or increase in the conditioned space floor area or height of a building or structure." Requirements for additions are per Section R502 and requirements for “Alterations” are per Section R503. Additions require additional energy efficiency credits per Section R406. Your selection is used with other responses to determine required Energy Credits; in particular additions less than 500 square feet have lower energy credit requirements than new construction of the same size.
If you are doing a UA trade-off using improvements to an existing dwelling unit to achieve Option 1 energy credits for an addition, select User-Defined Baseline for your compliance path. Input areas for exempt wall and window areas hide. Tables R406.2 and R406.3 show when this option is selected.
Remodel/Alteration - An alteration is defined as any construction, retrofit or renovation to an existing structure, other than repair or addition, that requires a permit. Alterations do not require additional energy efficiency requirements per Section R406.
In most cases if your project is a remodel that does not include an addition, you should use the simpler spreadsheet available at:
http://www.energy.wsu.edu/Documents/Alterations%20Remodel%20Worksheet.xlsx
For remodels/alterations, you must select User-Defined Baseline as your compliance pathway. In conjunction with system design information, this calculator may be used to determine if the alteration or repair uses "no more energy than the existing building or structure prior to the alteration or repair", per Section R503.1. Exempt wall and window areas are not allowed, so these input areas hide. Alterations do not require additional energy efficiency requirements per Section R406, so Tables R406.2 and R406.3 hide when this option is selected.
An example where you use this code compliance calculator is an addition to an existing home where there is also a remodel.
For combined Addition and Alteration - Select "Addition" from the menu and be sure to enter the floor area of the addition. This is because credit requirements are based on the floor area of the addition.
For more using improvements to the existing home in a UA trade off analysis per the exception in R502.1.1.1, watch the C3 training video "Using the C3 Calculator: Small Addition with User-defined Baseline" available at:
https://www.energy.wsu.edu/BuildingEfficiency/EnergyCode.aspx#Permit
Question: "Occupancy Type?"
Your selection -- either R2 Multifamily or R3 Single family homes and duplexes -- is used with the permitted floor area and code version to determine the number of Energy Credits required per Section R406.
Question: "Code Version?"
Select the code version -- either WSEC 2021 or WSEC 2018 -- under which your project is permitted. Your response modifies the options in Table 406.2 and 406.3. Code version is also used with floor area and project type to determine the number of energy credits required.
Table R406.2 and R406.3: Select Energy Credits and Fuel Normalization Credits
Fuel Normalization Credits
If WSEC 2018 is selected, Table 406.2 Fuel Normalization Credits will show. Select the system type from the drop down menu. The fuel normalization credit, energy credits from Table R406.3 and their total will show under "Total Credits".
If you select an Option 3 energy credit below that is incompatible with the System Type you select, your selection will be automatically changed to a compatible system type. You will get a pop-up alerting you to the change.
Energy Credits
Next select Energy Credits from Table R406.3 using the drop down menus for each option. Once an option is selected a brief description of the option is shown. For a complete description, refer to WSEC. The total Energy Credits for your selections is totalled.
If an Option 3 energy credits are selected that are inconsistent with your fuel normalization selection above, the fuel normalization selection will automatically adjust to the correct system type.
Option 4 credits cannot be used with ductless systems. Option 4 energy credits will be set to NA if a ductless system is selected in Option 3.
For Renewable Electric Energy credits, also enter the annual electrical generation per housing unit of the system in kWh, as calculated using NREL's PVWatts calculator or approved alternate.
Enter Thermal Envelope Details
In the next major section, details on the building's thermal envelope are entered, including areas and insulation values for windows, skylights, walls, floor, slab and ceiling or roof.
Conditioned Floor Area
The first input is the conditioned floor area of the proposed design. Note if you have selected to analyze a Remodel/Alteration, there is an identical input to the right for the conditioned floor area of the baseline design. Floor area is measured from the exterior face of the exterior sheathing of the exterior walls
Per ANSI/RESNET/ICC 301,"Dimensions shall be measured and rounded to the nearest 1/2 foot and the square footage calculated and rounded to the nearest square foot. Dimensions shall use exterior measurements starting at the exterior finished surface of the outside wall."
Exterior Doors
Select the description of up to seven exterior doors from the drop down menu. Enter the quantity of each door type. Enter the width and height of the rough opening in feet and inches for each door type. Optionally enter an ID.
If you have selected Prescriptive Path as your code compliance path, an additional input opens for an exempt swinging door up to 24 sq. ft. in rough opening area. If the allowable area is exceeded, an error message is displayed. The total area and UA value in this section does not include the exempt door. On the other hand, the exempt door is included in the Heating System Sizing calculation below, so it is considered in the sizing of the heating equipment.
If you have data for doors you will be installing, you can enter a custom description and U-value in the database. Click on the button "Go to Custom Input". This will take you to the custom area on the Doors tab. On database tabs, enter a unique description and a NFRC-certified U-value. Window and door manufacturers can generally provide these tested U-values. You may be asked to provide manufacturer data as part of your building permit application for any such "custom" entries.
On the database tab, click on the button "Return to Input" to return back to door section of the Group R tab.
Your custom entries will automatically appear at the bottom of the drop down menus in the door section on the Group R tab.
Overhead Glazing
Enter up to five types of skylights. Enter the quantity, the width and height of the rough opening, and an optional Plan ID. As for doors, click the button "Go to Custom Input" to jump to the database tab Overhead Glazing to add custom descriptions and NFRC tested U-values.
Vertical Glazing
Up to 60 types of vertical glazing can be entered. Enter the quantity, the width and height of the rough opening, and an optional Plan ID. As for doors, click the button "Go to Custom Input" to jump to the database tab Vertical Glazing to add custom descriptions and NFRC tested U-values.
Enter a number of Rows to Show, to reduce the input area if you don't need all 60 available input rows. Any leftover data in hidden rows is automatically excluded from calculations and ignored.
As with exterior doors, if you have selected Prescriptive Path as your code compliance pathway, an additional input opens for an exempt window up to 15 sq. ft. in rough opening area. If the allowable area is exceeded, an error message is displayed. The total area and UA value in this section does not include the exempt window. On the other hand, the exempt window is included in the Heating System Sizing calculation below so it is considered in the sizing of the heating equipment.
Flat/Vaulted Ceilings
Up to 4 construction types for flat or vaulted ceilings can be entered. Select a description of the component from the drop down -- OR click the button Go to Custom Input to enter a description and U-value for a custom construction on the database tab Flat-Vaulted Ceilings. Enter an area and optionally a Plan ID. Custom U-values should be calculated in accordance with WSEC Appendix A.
Walls (Above Grade)
Up to 4 construction types for above-grade exterior walls or walls separating a conditioned space from an unconditioned space, such an unheated garage. Select a description of the component from the drop down or click the button Go to Custom Input to enter a description and U-value for a custom construction on the database tab Walls (above grade). Enter an area and optionally a Plan ID. Custom U-values must be calculated in accordance with WSEC Appendix A. For more, refer to the FAQ "U-Factors for Non-Prescriptive Constructions" available on our website at:
https://www.energy.wsu.edu/BuildingEfficiency/EnergyCode/AdditionalResources.aspx#FAQs
Floor (over crawl or exterior)
Enter up to 4 construction types for floors over vented crawl spaces, cantilevered floors or floors over an unconditioned space, such as an unheated basement or garage. Select a description of the component from the drop down or click the button Go to Custom Input to enter a description and U-value for a custom construction on the database tab Floors. Enter an area and optionally a Plan ID. Custom U-values must be calculated in accordance with WSEC Appendix A.
Slab on Grade (less than 2 feet below grade)
Enter up to 4 construction types for slab on grade foundations. Select a description of the component from the drop down or click the button Go to Custom Input to enter a description and F-value for a custom construction on the database tab Slab on Grade. Enter an exterior perimeter and optionally a Plan ID.
A Slab-on-Grade Floor is defined as "that portion of a slab floor of the building envelope that is in contact with the ground and that is either above grade or is less than or equal to 24 inches below the final elevation of the nearest exterior grade." The "nearest exterior grade" is where grade meets the footing.
By the definition of thermal envelope, the exterior perimeter includes the perimeter separating a conditioned space and an adjacent unconditioned space, such as an attached unheated garage.
For more information on slabs, refer to the FAQ title "“Slabs and Below-Grade Walls: Prescriptive Path” available on our website at:
https://www.energy.wsu.edu/BuildingEfficiency/EnergyCode/AdditionalResources.aspx#FAQs
Below Grade Walls and Slabs
Enter up to 4 construction types for below grade walls and slabs. Select a description of the component from the drop down. Or click the button Go to Custom Input to enter a description, slab F-value and wall U-value for a custom construction on the database tab Below Grade Walls & Slabs. Optionally enter a Plan ID. Below grade walls and slabs require both area and perimeter dimensions. If you enter a custom construction, a unique description, U-value and a F-value are required.
For more information, refer to the FAQ title "“Slabs and Below-Grade Walls: Prescriptive Path” available on our website at:
https://www.energy.wsu.edu/BuildingEfficiency/EnergyCode/AdditionalResources.aspx#FAQs
Heating System Sizing Worksheet
This section provides a preliminary estimate of the heating system size. Note this calculator sizes heating systems only; it will not accurately size cooling systems. This preliminary value should be used only a placeholder until submitting permit documents before an HVAC contractor provides a more accurate heating-cooling calculation that considers air conditioning and zones.
Consider using ACCA Manual J and S or NEEA's SpecPro, instead of this worksheet, as approved by AHJ per R403.7 "Equipment Sizing and Efficiency Rating".
ACCA Manual J and S: |  |  | https://www.acca.org/home
NEEA's SpecPro: |  |  | https://betterbuiltnw.com/resources/hvac-sizing-tool
Special Tip: Early coordination with the HVAC contractor, the builder and the designer prior to submitting plans is critical to reduce the first cost of compliance with the code. Coordination on the design and location of the thermal distribution air handler and ductwork may result in greater flexibility when considering HVAC options.
Nearest Weather Station
Select the nearest weather station from the drop down menu. Note only Washington weather stations are included on the menu.
The tool uses this location to automatically look up the outdoor design temperature and determine the design temperature difference.
Conditioned Volume
Optionally enter the conditioned volume. If you leave this cell blank an average ceiling height of 8.5 feet is assumed and the volume is calculated as the conditioned floor area multiplied by 8.5 feet. |  |  |  |  | define ceiling height
System Type
Select the system type as either Heat Pump or All Other Systems (not heat pump).
Location of Ducts
Indicate the location of ducts by selecting Unducted, Conditioned Space, or Unconditioned Space from the drop down menu.
Results of Heating System Sizing
The remainder of this section summarizes calculation results. The final result is the Maximum Heat Equipment Output.
Database Tabs
Databases with insulation values for building constructions are located on white-colored tabs. Each database includes a protected (unmodifiable section) at the top with an unprotected area for adding custom descriptions and insulation values at the bottom.
The protected, unmodifable sections each includes a "Most Frequently Used" section where most common constructions are selected, followed by the complete database. Construction descriptions and U-values generally correspond to constructions tabulated in WSEC Appendix A, available at:
| 2015 WSEC Appendices | http://www.energy.wsu.edu/Documents/ga_2015WSEC_Appx.pdf
To understand the construction descriptions, compare them to the corresponding tables in Appendix A.
For example, compare this partial section of the database descriptions for above-grade wall constructions (in yellow on left) to Table A103.3.1(1) (on right):
Example Above-Grade Wall: "R11 cavity+R5 foam STD 2x4W Lap" describes an above-grade wall with 2x4 standard-framed wood construction with lapped wood siding, having the cavity filled with R11 insulation and with R-5 foam board
Entering Custom Constructions and U-values
Only white areas on database tabs can be edited. Enter component descriptions and calculated U-factors. Submit the detailed calculations as part of the application for your building permit.
Where proposed construction assemblies are not represented in Appendix A tables, values shall be calculated in accordance with Chapters 21-29 in Standard RS-1 listed in Chapter 5, (ASHRAE Handbook of Fundamentals) using the framing factors listed in Appendix A where applicable.
Where proposed construction assemblies are not represented in Appendix A tables, values shall be calculated in accordance with Chapters 21-29 in Standard RS-1 listed in Chapter 5, (ASHRAE Handbook of Fundamentals) using the framing factors listed in Appendix A where applicable.
For envelope assemblies containing metal framing, the U-factor shall be determined by one of the following methods:
1 | Results of laboratory or field measurements.
2 | Standard RS-25, listed in Chapter 5, where the metal framing is bonded on one or both sides to a metal skin or covering.
3 | The zone method as provided in Chapter 24 of Standard RS-1, listed in Chapter 5.
4 | Results of parallel path correction factors for effective framing/cavity R-values as provided in TABLE A103.3.6.1(1) : Effective R-Values for Metal Framing and Cavity Only for metal stud walls and roof/ceilings.
Tips / Known Issues
* | Print button does not work in pre-2016 versions of Excel
- Temporary Solution: Print using the Excel Tool Bar: File / Print
- We plan to fix this issue. Stay tuned -- and thanks for your patience.
* | This tool is not compatible with Excel for Mac
- Sorry, we do not have plans to develop a Mac compatible tool.
This tool is compatible with Office 365 -- How to unblock macros
* | However, it will not work if you open the calculator within Microsoft Edge. Save the file to your local drive.
* | Enabling macros requires that you change the properties of the file to unblock macros. Follow the instructions in the link that comes up when you try to open the file.
* | Here is a screenshot of Microsoft's instructions for modifying the file properties.
Click to Begin Entering Your Project Details
Print
Select Printer/Set Up Print

## Instructions (hidden)
Component Performance Worksheet (CPWorksheet)
These worksheets are designed to document the qualification of building designs by the component performance approach described in the 2015 and 2018 edition, Washington State Energy Code (WSEC).
These instructions do not attempt to teach the requirements of the WSEC. If you need an overview of the Code, we recommend that you begin by looking at the resources contained on the WSU Energy Program website: www.energy.wsu.edu/code.
Resources on the website include:
· Text of the WSEC
How to use the worksheets
This Excel workbook contains 15 worksheets:
Copyright Worksheet
These instructions
The Component Performance Worksheet
Group R occupancies as defined by the IECC
The Library Worksheets
Energy Credit Options (Table 406.2)
Vertical Glazing
Overhead Glazing
Doors
Ceilings, Attic
Ceilings, Vault
Walls (above grade)
Floors
Slab on Grade
Below Grade Walls & Slabs
Weather
The Library Worksheets
The library worksheets provided the default component u-factors from the WSEC. These are the u-factors necessary to complete most projects.
You can enter custom component descriptions to the library worksheets. If you have tested u-factors for windows, skylights and doors, you will want to enter them into the library, since tested u-factors tend to be more favorable to design qualification than the default values.
To add new components to the library worksheets
For most building components, it is important to utilize the component listings from the code. The exception is glazing and door products. Most glazing products perform much better than the default code values. If you can obtain NFRC certified u-factors for windows and doors, it is to your advantage to use them.
To add data to the library:
· Tab to the library worksheet you would like to edit. A blue box at the right of the screen has instructions for editing the specific worksheet. Each has somewhat different instructions.
· There are two types of cells in the worksheet. White cells are for data entry; shaded cells perform calculations or summarize data. Do not attempt to enter data into the shaded cells. Do not delete rows, columns or cells. This will disrupt the indexing reference to the CPWorksheet.
· Get in the habit of clearing cell contents using the delete key. Other editing functions may leave traces of entries or functions that are undesirable.
· Don’t forget to save your worksheet after you make changes.
Note: The component library worksheets provide the default component u-factors from the WSEC. These are the u-factors necessary to complete most projects. Each of the worksheets contains space for users to input custom components as needed. Previous versions of this workbook required opening a separate workbook containing the component libraries (CPLibrary.xls.) This current version consolidates these two workbooks into one. If you have been maintaining your own custom library entries, you will need to copy the custom entries from your original CPLibrary worksheet into the appropriate tab of this worksheet (do not copy the entire worksheets from the original CPLibrary worksheet – these entries will not be recognized by the component performance worksheets. We strongly advise that you keep your original CPLibrary worksheet as a backup.
Gathering the Building Component Data
To document energy code compliance, you need to gather certain preliminary information. You will need to identify all the different exterior components and measure them, based on the set of plans.
Identify the Building Components
First, identify the building's thermal envelope. This is the part of the building that separates the heated and unheated spaces. Each different component of the building's thermal envelope should be clearly shown on the plans. Read the component descriptions in the WSEC. Match the construction method utilized in the project with the proper code description of the component.
Measure the Building Components
Each component must be measured and the size of each noted. Record all measurements. List the measurements next to the component description.
The following measurement conventions should be followed:
· Most components are listed in terms of area in square feet (ft²). Slabs are measured by the linear foot (ft), based on the length of the conditioned slab perimeter.
· Use the rough opening area for windows and doors.
You may want to print out a blank copy of the Component Performance CPWorksheet. Keep notes on the sheet as you take measurements from the plans.
Working with the CPWorksheet
Open the Worksheet
Immediately save the workbook under a new file name using the Save As function. Give it a name specific to the project you are currently working on.
The worksheets provide detailed documentation for the plans examiner and inspector. Do not skimp on details. Provide reference to the plans on the CPWorksheet using the “Plan ID” cell. Provide itemized glazing and door schedules, as well as area inputs on other building components.
The top of the worksheet asks for general data on the building and includes a summary of the data entry performed in the rest of the worksheet.
The Proposed Design Values at the top of the worksheet are a summary of the data entered on the rest of the worksheet, and perform the calculation required by WSEC R402.1.4 Total UA alternative.
The Code Target Values on the top of the worksheet perform the calculations as prescribed in the WSEC R402.1.4 Total UA alternative.
Below the Proposed Design Values and the Code Target Values are the Target UA Total, and the Proposed UA Total. To document compliance with the WSEC, the Proposed UA Total must be less than or equal to the Target UA Total. In addition, you must select at least Energy Credit options, listed at the bottom of the worksheet, for a total of at least 1.5 credits to meet minimum WSEC requirements for a small dwelling unit, 3.5 credits for a medium dwelling unit, and 4.5 credits for large dwelling unit. The CPWorksheet will add the note “Qualifies” next to the Target and Proposed UA totals and Energy Credits, when these requirements are met. You can not trade surplus Energy Credits for minimum envelope requirements.
As you page down, you will find blank schedules for each component of the building. This is where most of the data entry work is completed. For each component, complete as many rows as needed to document your project.
You only need to fill in cells that apply to your project. The CPWorksheets have been developed to accommodate fairly complex structures with numerous building components. Most projects will only utilize a fraction of the open cells on the CPWorksheet. For example, most residential structures only use one above grade wall type. In this case, only complete one row on the in the Walls (Above Grade) schedule; the other three rows would remain blank.
A complete schedule for glazing and doors is required. Plans examiners need to be able to compare the CPWorksheet entries to the plans and to the completed structure. For each glazing or door model and size, a row on the schedule should be completed.
Data Entry
There are two types of cells in the CPWorksheet. Yellow cells are for data entry; shaded cells perform calculations or summarize data. Do not attempt to enter data into the shaded cells.
The worksheet includes tips on data entry. Cells with tips can be identified by a red flag in the upper right corner of the cell. To view comments one at a time, simply place the cursor over the flag. A text box will appear with a tip on the specific cell.
To view all the cell comments, go to the Excel menu bar, select View, then Comments. This will open all of the text boxes. To close the comments, repeat the selection, View, comments. This provides a good overview for first time users. If you need additional help viewing comments, use the Excel help menu.
Help?
WSU Energy Program will provide limited direct support for this product. Due to limited funding, it is simply not possible to complete forms for the public.
WSU Energy Program does encourage e-mail input on this product. Comments from users will be used to update the worksheets and improve these instructions. Send your comments to energycode@energy.wsu.edu
Changes and Updates
The copyright page includes a version number of the workbook. If a change is required, a new version of the worksheets will be posted on our web page. Check the web site periodically to assure you are using the most recent version.
Cheating
These worksheets contain password protected cells that should not be edited. Plans examiners should be aware that this is not a 100% foolproof method of preventing tampering with the worksheets by unethical users; review submissions carefully. Editing cells in protected areas is a violation of the WSU Energy Program Copyright.
Copyright Restrictions
Copyright: Washington State University Extension Energy Program*
© 2020
*WSUEEP grants limited, conditional permission to Designated Users for:
1. Creation and distribution of free copies of the Spreadsheets and Workbooks, including electronic reproduction;
2. Editing of unprotected cells; and
3. Printing results from the Workbooks;
The condition for permission is that the source of any materials copied or used from the Spreadsheets or Workbooks shall be acknowledged as: "Copied by permission from Washington State University Extension Energy Program."
No other use or purpose for copying is permitted including, without limitation, changing password protected cells in the Workbooks or selling or using the Spreadsheets and Workbooks in any way calculated to derive profit as a product or service. Report any violations of this Copyright Policy to: energycode@energy.wsu.edu.
All other rights reserved.

## Unblocking Macros
| WSU Code Compliance Calculator - WSEC 2018 & 2021 | (C) 2024
| Washington State University Energy Program | 2025-10-21 18:51
For assistance contact: energycode@energy.wsu.edu
This tool is compatible with Office 365
This tool is compatible with Office 365. However, it will not work if you open the calculator within Microsoft Edge. Save the file to your local drive.
You also need to unblock macros, which Microsoft has made more more difficult in Office 365.
There are two methods to unblock macros. We recommend you add a trusted Windows Explorer folder within Excel. Then if you open an Excel worksheet that you have saved to a trusted folder, it will automatically open with macros enabled. You only need to do this once, so it is the easiest method to follow. It is very important if you do this that you you only save files you trust to your trusted location.
A second method is to change the properties of each file to unblock their macros. This is more tedious because you have to do it every time you download a new version.
Adding a trusted Windows Explorer folder
Modifying the properties of a file to unblock macros
* | Here is a screenshot of Microsoft's instructions for modifying the file properties.

## Copyright
WSU Code Compliance Calculator - WSEC 2018 & 2021 |  |  | ENABLE MACROS: Macros must be enabled for this tool to function properly.
Version: WSU_C32021_20251021~Master.xlsm, 10/21/2025 6:51:12 PM |  |  | Office 365 Users: Save this file to your LOCAL drive.
Tool Revision Date: | 2025-10-21 18:51 |  | Calculator tabs will open after macros are enabled and terms of use are accepted.
Your Excel Version: | 2016
| SheetProtection | Protected
| SheetsUnhidden | Calculation Sheets Hidden
| Mask | 371753209829
| Current IP Address | 2607:fa78:118e:1:a0b2:cef6:7d6d:26a
Registered IP Address
| First Name | Carolyn
| Last Name | Roos
| Registration Date: | 2020-08-21
| Version | Version: 2015-2018 Total UA Alternative Worksheet~20200819~C2200-1.xlsm, 8/19/2020 3:11:38 PM |  | vb
| Company | WSUEP
Demographic
ContactInfo1
ContactInfo2
ContactInfo3
ContactInfo4
| City | Olympia
State
Zipcode
| Add to Mailing List? | No
| Registrations with this file | 0
End of calculation area
Copyright: Washington State University Energy Program*
© 2024
*WSUEP grants limited, conditional permission to Designated Users for:
1. Creation and distribution of free copies of the Spreadsheets and Workbooks, including electronic reproduction;
2. Editing of unprotected input cells; and
3. Printing results from the Workbooks;
The condition for permission is that the source of any materials copied or used from the Spreadsheets or Workbooks shall be acknowledged as: "Copied by permission from Washington State University Energy Program."
No other use or purpose for copying is permitted including, without limitation, changing password protected cells in the Workbooks or selling or using the Spreadsheets and Workbooks in any way calculated to derive profit as a product or service. Report any violations of this Copyright Policy to:
energycode@energy.wsu.edu.
All other rights reserved.
Washington State Energy Code
Component Performance Worksheet
For All Residential Occupancies
Washington State University Energy Program
925 Plum Street SE
P.O. Box 43165
Olympia, WA 98504-3165
E-mail: energycode@energy.wsu.edu
Unprotect Workbook
Admin: Prep for Save
Unhide Calculation Sheets
Review & Accept License Agreement & Open Calculator
Clear Macro Message
Registration
Reset Registration
Send Registration
Reivew License Agreement &
Open Tool
Check System Info

## Group R (hidden)
|  | ENABLE MACROS: Macros must be enabled for this tool to function properly. | [14 empty] | UA Red=10.7 (3.9%) | [15 empty] | Prototypes
| WSU Code Compliance Calculator - WSEC 2018 & 2021 | [9 empty] | Inputs |  | Results | [19 empty] | id_prototypes | prototype | Tons | Furnsize | SDloc | SDArea | RDloc | RDArea | Afloorcon | Volume | Afloorext | Aextwall | Aceiling | AwinN | AwinE | AwinS | AwinW | Adoor | Foundtype | Afootprint | Pfootprint | HeightAG | HeightBG | StackHeight | FanCFM | achattic | achcrawl | WH | WH_size | HPWH_performance | ducted | WH_fan | WH_loc | InteractionFactor | prototype_desc | btype | occupants_per_unit | occupants | numunits | height_per_floor | floors_per_building | total_height | baseductsinside | bedrooms_per_unit | reqvent | glazing_pct_hfa | perim_width | perim_length | seemtemplate_sort | official_rtf_prototype | sqft_per_unit | sizecat | fan_cfm_per_unit | wh_size_per_unit | floor_ins_area | wall_ins_area | bsmtwall_ins_area | window_area | slab_area | wall_to_floor_area | duct_area
[33 empty] | 1 | c1344 | 2.5 | 17.5843 | Crawl | 240 | Attic | 50 | 1344 | 10752 | 0 | 1184 | 1344 | 43.68 | 43.68 | 43.68 | 43.68 | 40 | 1 | 1344 | 148 | 1 | 2 | 8 | 50 | 4.5 | 4.5 | 1 | 50 | 4 | 0 | 0 | 1 | 0.65 | sf home | sf | 2.3918 | 2.3918 | 1 | 8 | 1 | 8 | FALSE | 3 | 70.32 | 13% | 32 | 42 | 1 | TRUE | 1344 | 1500 | 50 | 50 | 1344 | 969.28 | 0 | 174.72 | 0 | 0.88095 | 290
| Project Information |  |  |  | Messages / Comments * |  |  | RESULT= | PASS | [7 empty] | User Work Area | [15 empty] | 2 | s1344 | 2.5 | 17.5843 | Attic | 240 | Attic | 50 | 1344 | 10752 | 0 | 1184 | 1344 | 43.68 | 43.68 | 43.68 | 43.68 | 40 | 2 | 1344 | 148 | 0 | 0 | 8 | 50 | 4.5 | 4.5 | 1 | 50 | 4 | 0 | 0 | 1 | 0.65 | sf home | sf | 2.3918 | 2.3918 | 1 | 8 | 1 | 8 | FALSE | 3 | 70.32 | 13% | 32 | 42 | 1 | TRUE | 1344 | 1500 | 50 | 50 | 0 | 969.28 | 0 | 174.72 | 1344 | 0.88095 | 290
|  | 2100 sq. ft. single family medium dwelling unit | [30 empty] | 3 | c2200 | 4 | 23.4457 | Crawl | 300 | Attic | 80 | 2200 | 18700 | 200 | 2210 | 1784 | 91.3 | 91.3 | 91.3 | 91.3 | 40 | 1 | 1584 | 160 | 1 | 2 | 17 | 50 | 4.5 | 4.5 | 1 | 50 | 4 | 0 | 0 | 1 | 0.65 | sf home | sf | 2.7944 | 2.7944 | 1 | 8.5 | 2 | 17 | FALSE | 4 | 103.5 | 16.6% | 36 | 44 | 2 | TRUE | 2200 | 5000 | 50 | 50 | 1784 | 1804.8 | 0 | 365.2 | 0 | 1.0045 | 380
[33 empty] | 4 | s2200 | 4 | 23.4457 | Attic | 300 | Attic | 80 | 2200 | 18700 | 200 | 2210 | 1784 | 91.3 | 91.3 | 91.3 | 91.3 | 40 | 2 | 1584 | 160 | 0 | 0 | 17 | 50 | 4.5 | 4.5 | 1 | 50 | 4 | 0 | 0 | 1 | 0.65 | sf home | sf | 2.7944 | 2.7944 | 1 | 8.5 | 2 | 17 | FALSE | 4 | 103.5 | 16.6% | 36 | 44 | 2 | TRUE | 2200 | 5000 | 50 | 50 | 200 | 1804.8 | 0 | 365.2 | 1584 | 1.0045 | 380
[5 empty] | UA Reduction = 10.72, Proposed UA is better than baseline by 4% | [27 empty] | 5 | b2688 | 3.5 | 17.5843 | In | 0 | Attic | 40 | 2688 | 22848 | 0 | 1480 | 1344 | 94.08 | 94.08 | 94.08 | 94.08 | 40 | 4 | 1344 | 148 | 0.5 | 6.5 | 10 | 50 | 4.5 | 4.5 | 1 | 50 | 4 | 0 | 0 | 4 | 0.65 | sf home | sf | 2.9462 | 2.9462 | 1 | 10 | 2 | 20 | FALSE | 4 | 118.14 | 14% | 32 | 42 | 3 | TRUE | 2688 | 5000 | 50 | 50 | 0 | 1063.68 | 1036 | 376.32 | 0 | 0.93601 | 40
| Contact Information | [31 empty] | 6 | b5000 | 6 | 35.1685 | In | 0 | Attic | 60 | 5000 | 40100 | 200 | 2788 | 1800 | 187.5 | 187.5 | 187.5 | 187.5 | 40 | 4 | 1600 | 164 | 0.5 | 6.5 | 17 | 50 | 4.5 | 4.5 | 1 | 50 | 4 | 0 | 0 | 4 | 0.65 | sf home | sf | 3.9356 | 3.9356 | 1 | 10 | 3 | 30 | FALSE | 4 | 187.5 | 15% | 32 | 50 |  | FALSE | 5000 | 9999 | 50 | 50 | 200 | 1998 | 1148 | 750 | 0 | 0.7872 | 60
[5 empty] | Window area is 6% of floor area | [27 empty] | 7 | c2460 | 6 | 23.4457 | In | 280 | In | 70 | 2460 | 20910 | 0 | 2193 | 820 | 92.25 | 92.25 | 92.25 | 92.25 | 60 | 1 | 821.5 | 86 | 1 | 2 | 25.5 | 150 | 4.5 | 4.5 | 1 | 150 | 4 | 0 | 0 | 1 | 0.65 | garden style | mf | 2.25 | 6.75 | 3 | 8.5 | 3 | 25.5 | TRUE | 2 | 141.3 | 15% | 26.5 | 31 |  | FALSE | 820 | 1500 | 50 | 50 | 821.5 | 1764 | 0 | 369 | 0 | 0.89146 | 350
-
[5 empty] | Whole House Mechanical Ventilation Airflow Rate: 125 CFM with Run Time Percent of 100%, Balanced, Not Distributed | [27 empty] | vvvvvvvv Not used in 2018 WSREC Analysis | [7 empty] | Not used in 2018 WSREC Analysis |  |  |  | Not used in 2018 WSREC Analysis |  |  |  | Not used in 2018 WSREC Analysis |  |  |  | Not used in 2018 WSREC Analysis |  |  |  | Not used in 2018 WSREC Analysis |  |  |  | Not used in 2018 WSREC Analysis
[5 empty] | Maximum allowable total measured duct leakage: 84 CFM25 | [27 empty] | 10 | c1500 | 6 | 35.1685 | Crawl | 100 | Attic | 50 | 1500 | 14250 | 0 | 1259 | 500 | 48.75 | 48.75 | 48.75 | 48.75 | 40 | 1 | 500 | 90 | 1 | 2 | 28.5 | 50 | 4.5 | 4.5 | 1 | 50 | 4 | 0 | 0 | 1 | 0.65 | townhome | sf | 1.69 | 1.69 | 1 | 9.5 | 3 | 28.5 | FALSE | 3 | 75 | 13% | 20 | 25 | 4 | TRUE | 1500 | 5000 | 50 | 50 | 500 | 1024 | 0 | 195 | 0 | 0.83933 | 150
[5 empty] | * Results assume your inputs are complete and correct. Results do not constitute an approval. Analysis should be reviewed by your AHJ. | [27 empty] | 11 | s1500 | 6 | 35.1685 | Attic | 20 | Attic | 50 | 1500 | 14250 | 0 | 1259 | 500 | 48.75 | 48.75 | 48.75 | 48.75 | 40 | 2 | 500 | 90 | 0 | 0 | 28.5 | 50 | 4.5 | 4.5 | 1 | 50 | 4 | 0 | 0 | 1 | 0.65 | townhome | sf | 1.69 | 1.69 | 1 | 9.5 | 3 | 28.5 | FALSE | 3 | 75 | 13% | 20 | 25 | 5 | TRUE | 1500 | 5000 | 50 | 50 | 0 | 1024 | 0 | 195 | 500 | 0.83933 | 70
| ANALYSIS SET UP | [30 empty] | Add view tables only | 12 | s1000 | 6 | 35.1685 | In | 0 | In | 0 | 26400 | 237600 | 0 | 10152 | 8800 | 990 | 990 | 990 | 990 | 84 | 2 | 8800 | 376 | 0 | 0 | 27 | 1200 | 4.5 | 4.5 | 1 | 1200 | 4 | 0 | 0 | 1 | 0.65 | double loaded corridor | mf | 1.69 | 40.56 | 24 | 9 | 3 | 27 | TRUE | 2 | 1332 | 15% | 88 | 100 | 6 | TRUE | 1100 | 1500 | 50 | 50 | 0 | 6108 | 0 | 3960 | 8800 | 0.38455 | 0
|  |  | What code compliance pathway are you using? | Total UA Alternative, Whole Building Trade Off Analysis | [28 empty] | 13 | c1904 | 4 | 17.5843 | In | 280 | In | 70 | 1904 | 16184 | 0 | 1632 | 952 | 71.4 | 71.4 | 71.4 | 71.4 | 40 | 1 | 952 | 96 | 1 | 2 | 17 | 100 | 4.5 | 4.5 | 1 | 100 | 4 | 0 | 0 | 1 | 0.65 | garden style | mf | 1.69 | 3.38 | 2 | 8.5 | 2 | 17 | TRUE | 2 | 102.12 | 15% | 28 | 34 | 7 | FALSE | 952 | 1500 | 50 | 50 | 952 | 1306.4 | 0 | 285.6 | 0 | 0.85714 | 350
|  |  | Project Building Type? | New Construction | [25 empty] | 0 |  |  | 14 | c2856 | 6 | 23.4457 | In | 280 | In | 70 | 2856 | 24276 | 0 | 2448 | 952 | 107.1 | 107.1 | 107.1 | 107.1 | 60 | 1 | 952 | 96 | 1 | 2 | 25.5 | 150 | 4.5 | 4.5 | 1 | 150 | 4 | 0 | 0 | 1 | 0.65 | garden style | mf | 1.69 | 5.07 | 3 | 8.5 | 3 | 25.5 | TRUE | 2 | 153.18 | 15% | 28 | 34 | 7 | FALSE | 952 | 1500 | 50 | 50 | 952 | 1959.6 | 0 | 428.4 | 0 | 0.85714 | 350
|  |  | Occupancy Type? | R2 Multifamily | [25 empty] | 0 |  |  | 15 | s1904 | 4 | 17.5843 | In | 280 | In | 70 | 1904 | 16184 | 0 | 1632 | 952 | 71.4 | 71.4 | 71.4 | 71.4 | 40 | 2 | 952 | 96 | 0 | 0 | 17 | 100 | 4.5 | 4.5 | 1 | 100 | 4 | 0 | 0 | 1 | 0.65 | garden style | mf | 1.69 | 3.38 | 2 | 8.5 | 2 | 17 | TRUE | 2 | 102.12 | 15% | 28 | 34 | 7 | FALSE | 952 | 1500 | 50 | 50 | 0 | 1306.4 | 0 | 285.6 | 952 | 0.85714 | 350
|  |  | Code Version? | WSEC 2021 | [25 empty] | 0 |  |  | 16 | s2856 | 6 | 23.4457 | In | 280 | In | 70 | 2856 | 24276 | 0 | 2448 | 952 | 107.1 | 107.1 | 107.1 | 107.1 | 60 | 2 | 952 | 96 | 0 | 0 | 25.5 | 150 | 4.5 | 4.5 | 1 | 150 | 4 | 0 | 0 | 1 | 0.65 | garden style | mf | 1.69 | 5.07 | 3 | 8.5 | 3 | 25.5 | TRUE | 2 | 153.18 | 15% | 28 | 34 | 7 | FALSE | 952 | 1500 | 50 | 50 | 0 | 1959.6 | 0 | 428.4 | 952 | 0.85714 | 350
|  |  | Classification: | Medium Dwelling Unit -- 2100 sq. ft. | [28 empty] | 17 | s952 | 6 | 35.1685 | In | 280 | In | 70 | 7616 | 64736 | 0 | 6528 | 3808 | 285.6 | 285.6 | 285.6 | 285.6 | 160 | 2 | 3808 | 328 | 0 | 0 | 17 | 400 | 4.5 | 4.5 | 1 | 400 | 4 | 0 | 0 | 1 | 0.65 | garden style | sf | 1.69 | 13.52 | 8 | 8.5 | 2 | 17 | TRUE | 2 | 408.48 | 15% | 28 | 136 | 7 | TRUE | 952 | 1500 | 50 | 50 | 0 | 5225.6 | 0 | 1142.4 | 3808 | 0.85714 | 350
|  |  | Baseline Description: | Code Baseline - Maximum baseline window area is 15% of floor area.
|  |  | About Your Selection: | No exempt window or door areas
-
RESULTS - Comparison of Baseline and Proposed Design **
|  |  | Component Performance, R occupancies | Baseline Design |  |  |  |  | Proposed Design
|  |  |  | U * | Area | UA |  |  | U |  | Area | UA | [20 empty] | drop down autoload of prototypes
|  |  | Doors U = | 0.3 | 91.1111 | 27.3333 |  |  | 0.3 |  | 91.1111 | 27.3333 | [20 empty] | exempt doors for prescriptive method
|  |  | Overhead Glazing U = | 0.5 | 0 | 0 |  |  |  |  | 0 | 0
|  |  | Vertical Glazing U = | 0.3 | 132.25 | 39.675 |  |  | 0.3 |  | 132.25 | 39.675
|  |  | Flat/Vaulted Ceilings U = | 0.024 | 1578 | 37.872 |  |  | 0.02 |  | 1578 | 31.56 | [20 empty] | To do:
|  |  | Wall (above grade) U = | 0.056 | 2201.68 | 123.2941 |  |  | 0.054 |  | 2201.68 | 118.8907 | [20 empty] | Hide calc areas
|  |  | Floors over Crawlspace U = | 0.029 | 1578 | 45.762 |  |  | 0.029 |  | 1578 | 45.762 | [20 empty] | Check unlocked areas
|  |  | Slab on Grade F = | 0.54 | 0 | 0 |  |  |  |  | 0 | 0 | [20 empty] | Update instructions
|  |  | Below Grade Wall U = | N/A | 0 | [5 empty] | 0 | 0 | [20 empty] | Option 1 percentage baseline - Message in message area
|  |  | Below Grade Slab F = | N/A | 0 | [5 empty] | 0 | 0 | [20 empty] | Ctrl-Z doesn't work
|  |  |  | * Values from Table R402.1.2 (Oct 2023) | [28 empty] | WSU logo - formatting
[5 empty] | Baseline UA Total | 273.9364 |  |  |  |  | Proposed UA Total | 263.2211 | [20 empty] | Change password
[5 empty] | Required Credits | 6.5 |  |  |  |  | Proposed Credits | 6.5 | from Tables 406.2 and 406.3 | [19 empty] | Baylon Review: For 2018, Appendices were not updated
[11 empty] | UA Percent Reduction | 3.912% | [20 empty] | Baylon: Still need U and F for R20 perimeter +R20 underslab for below-grade slabs - Estimated as R20 perimeter + R10 underslab
[11 empty] | UA Reduction | 10.7154 | [20 empty] | User registration
| ** Results assume your inputs are complete and correct. Results do not constitute an approval. Analysis should be reviewed by your AHJ. | [31 empty] | Exception R502.1.1 requires calculation of UA of existing building
Table R406.2 Energy Equalization Credits
| System No. |  | Full Description |  |  | Select System Type |  |  |  | Fuel Normalization Credits (406.2) |  | Energy Credits (406.3) |  | Total Credits (406.2 & 406.3)
| 4 |  | For heating system using a heat pump that meets federal standards for the equipment listed in Table C403.3.2(2) or Table C403.3.2(9) OR Air to Water heat pump units that are configured to provide both heating and cooling and are rated in accordance with AHRI 550/590 |  |  | Variable Refrigerant Heat Pump or Air-to-Water Heat Pump |  |  |  | 2 |  | 4.5 |  | 6.5
|  | Table R406.3 Energy Credits | [30 empty] | Remodel changes use
| Option No. |  | Category |  |  | Select Options |  | Energy Credits |  | Brief Description of Selected Options*
| 1 |  | Efficient Building Envelope |  |  | Not Selected |  | 0 |  | - | [22 empty] | Addition less than 500 sf not included in Target Credit calc
| 2 |  | Air Leakage Control and Efficient Ventilation |  |  | Option 2.3 |  | 2 |  | Per Section R402.4.1.2 0.6ACH50 / For R-2, 0.15 cfm per ft2 at 50 Pa. / HRV with min SHR eff of 0.80 per IRC Section M1505.3 or IMC Section 403.8 | [22 empty] | Unite forms into one
| 3.1 -3.10 |  | High Efficiency HVAC |  |  | Option 3.6 |  | NA |  | Air source ducted Heat Pump w/ Min HSPF2 of 9.4 (HSPF of 11). A ducted cold climate variable capacity heat pump on the NEEP qualified product list with a min HSPF2 of 8.5 (HSPF of 10) may be used to satisfy this requirement. If htg design temp is 23F or below,a cold climate variable capacity heat pump is required. -- Not applicable to R2 Multifamily | [22 empty] | 1. Existing baseline --> Add toggle
| 3.11 |  | High Efficiency HVAC: Smart Thermostat |  |  |  |  | NA
| 4 |  | High Efficiency HVAC Distribution System |  |  |  |  | 0 | [24 empty] | 2. Double counting energy credits
| 5.1 |  | Efficient Water Heating: Drain Heat Recovery |  |  |  |  | 0 | [24 empty] | 5. Most frequently used section on all drop downs
| 5.2 |  | Efficient Water Heating: Compact Hot Water Distribution |  |  | Not Selected |  | 0 |  | 0
| 5.3-5.8 |  | Efficient Water Heating |  |  | Option 5.6 |  | 2.5 |  | Electric heat pump water heater meeting NEEA Tier 3. For R2, must serve all units, any recirc piping must be insulated to R8 | [22 empty] | Existing building as baseline
| 6 |  | Renewable Electric Energy | 3000 | kWh |  |  | 0 | [24 empty] | Strip out blank rows in menus
| 7 |  | Appliance Package |  |  |  |  | 0 | [24 empty] | warnings about missing data if prescriptive path
[7 empty] | Energy Credits | 4.5 | [24 empty] | warings about custom data
|  |  | *Refer to WSEC 2021 Table R406.3 for complete option descriptions and requirements |  |  |  | https://sbcc.wa.gov/state-codes-regulations-guidelines/state-building-code/energy-code | [25 empty] | Update front matter - copyright
| THERMAL ENVELOPE DETAILS - Proposed Design | [14 empty] | THERMAL ENVELOPE DETAILS - Baseline Design
[5 empty] | Conditioned Floor Area, Proposed Design | 2100 | sq. ft | [10 empty] | Conditioned Floor Area, Baseline Design | 2216 | sq. ft
[5 empty] | Classification | Medium Dwelling Unit
|  |  | Notes | [14 empty] | Notes
Tier 2/3
correct message about window area
|  | Exterior Doors | [14 empty] | Exterior Doors | [15 empty] | baseline - code target - Not selected
|  | Plan | Component |  | Door |  | Width |  | Height | [7 empty] | Plan | Component |  | Door |  | Width |  | Height | [8 empty] | drop down on Project type
|  | ID | Description | Ref. | U | Qt. | Feet | Inch | Feet | Inch | Area | UA |  |  |  |  | ID | Description | Ref. | U | Qt. | Feet | Inch | Feet | Inch | Area | UA
|  | Exempt | [8 empty] | 0 | 0 | 0
|  | S front door | Code Baseline, U=0.30 | 0 | 0.3 | 1 | 3 | 2 | 6 | 10 | 21.6389 | 6.4917 | 0 |  |  |  |  | Code Baseline, U=0.30 | 0 | 0.3 | 1 | 3 |  | 6 | 8 | 20 | 6 | 0 |  |  |  |  | flag if U-value=0
|  | N patio door | Code Baseline, U=0.30 | 0 | 0.3 | 1 | 7 | 0 | 6 | 10 | 47.8333 | 14.35 | 0 | [12 empty] | 0 | 0 | 0
|  | W garage door | Code Baseline, U=0.30 | 0 | 0.3 | 1 | 3 | 2 | 6 | 10 | 21.6389 | 6.4917 | 0 | [12 empty] | 0 | 0 | 0 |  |  |  |  | Error checking
[11 empty] | 0 | 0 | 0 | [12 empty] | 0 | 0 | 0 |  |  |  |  | Windows can't be below U0.14
[11 empty] | 0 | 0 | 0
[11 empty] | 0 | 0 | 0
[11 empty] | 0 | 0 | 0
[11 empty] | 0 | 0 | 0 | [12 empty] | 0 | 0 | 0
[11 empty] | 0 | 0 | 0 | [12 empty] | 0 | 0 | 0
[11 empty] | 0 | 0 | 0 | [12 empty] | 0 | 0 | 0 |  |  |  |  | For 2018 version
[10 empty] | Sum of Area and UA | 91.1111 | 27.3333 | 0 | 0 | [6 empty] | Sum of Area and UA |  |  |  |  | 20 | 6 | 0 | 0 |  |  |  | Brief description of options in Table R406
[10 empty] | Exterior Doors Area Weighted U |  | 0.3 | [12 empty] | Exterior Doors Area Weighted U |  | 0.3
Code target on most frequently selected
|  | Overhead Glazing | [14 empty] | Overhead Glazing:
|  | Plan | Component | Ref. | Glazing | Qt. | Width |  | Height |  | Area | UA |  |  |  |  | Plan | Component | Ref. | Glazing | Qt. | Width |  | Height |  | Area | UA
|  | ID | Description |  | U |  | Feet | Inch | Feet | Inch | [6 empty] | ID | Description |  | U |  | Feet | Inch | Feet | Inch
[11 empty] | 0 |  | 0 | [12 empty] | 0 |  | 0
[11 empty] | 0 |  | 0 | [12 empty] | 0 |  | 0
[11 empty] | 0 |  | 0 | [12 empty] | 0 |  | 0
[11 empty] | 0 |  | 0 | [12 empty] | 0 |  | 0
[11 empty] | 0 |  | 0 | [12 empty] | 0 |  | 0
[6 empty] | Sum of Area and UA |  |  |  |  | 0 | 0 | 0 | 0 | [6 empty] | Sum of Area and UA |  |  |  |  | 0 | 0 | 0 | 0
[10 empty] | Overhead Glazing Area Weighted U |  |  | 0 | [11 empty] | Overhead Glazing Area Weighted U
|  | Vertical Glazing Schedule | [8 empty] | Rows to Show | 16 |  |  |  |  | Vertical Glazing
|  | Plan | Component | Ref. | Glazing | Qt. | Width |  | Height |  | Area | UA |  |  |  |  | Plan | Component | Ref. | Glazing | Qt. | Width |  | Height |  | Area | UA
|  | ID | Description |  | U |  | Feet | Inch | Feet | Inch | [6 empty] | ID | Description |  | U |  | Feet | Inch | Feet | Inch
|  | Exempt |  |  | 0 | [5 empty] | 0 | 0 | 0
| 1 | N down | U=0.30 (Code Baseline) | Table 406.2 / 406.3 | 0.3 | 2 | 5 | 6 | 3 | 6 | 38.5 | 11.55 | 0 |  |  |  |  | 3gl Wood/vinyl, Low-e2 ½" + argon (Code Baseline) | 10-6B | 0.3 | 8 | 5 |  | 4 |  | 160 | 48 | 0
| 2 | N down | U=0.30 (Code Baseline) | Table 406.2 / 406.3 | 0.3 | 1 | 3 | 0 | 3 | 6 | 10.5 | 3.15 | 0 | [6 empty] | 0 | [5 empty] | 0 | 0 | 0
| 3 | E down | U=0.30 (Code Baseline) | Table 406.2 / 406.3 | 0.3 | 1 | 6 | 0 | 4 | 0 | 24 | 7.2 | 0 | [6 empty] | 0 | [5 empty] | 0 | 0 | 0
| 4 | S down | U=0.30 (Code Baseline) | Table 406.2 / 406.3 | 0.3 | 1 | 5 | 6 | 3 | 6 | 19.25 | 5.775 | 0 | [6 empty] | 0 | [5 empty] | 0 | 0 | 0
| 5 | S down | U=0.30 (Code Baseline) | Table 406.2 / 406.3 | 0.3 | 1 | 2 | 0 | 2 | 6 | 5 | 1.5 | 0 | [6 empty] | 0 | [5 empty] | 0 | 0 | 0
| 6 | W up | U=0.30 (Code Baseline) | Table 406.2 / 406.3 | 0.3 | 2 | 5 | 0 | 3 | 6 | 35 | 10.5 | 0 | [6 empty] | 0 | [5 empty] | 0 | 0 | 0
| 7 | [9 empty] | 0 | 0 | 0 | [6 empty] | 0 | [5 empty] | 0 | 0 | 0
| 8 | [9 empty] | 0 | 0 | 0 | [6 empty] | 0 | [5 empty] | 0 | 0 | 0
| 9 | [9 empty] | 0 | 0 | 0 | [6 empty] | 0 | [5 empty] | 0 | 0 | 0
| 10 | [9 empty] | 0 | 0 | 0 | [6 empty] | 0 | [5 empty] | 0 | 0 | 0
| 11 | [9 empty] | 0 | 0 | 0 | [6 empty] | 0 | [5 empty] | 0 | 0 | 0
| 12 | [9 empty] | 0 | 0 | 0 | [6 empty] | 0 | [5 empty] | 0 | 0 | 0
| 13 | [9 empty] | 0 | 0 | 0 | [6 empty] | 0 | [5 empty] | 0 | 0 | 0
| 14 | [9 empty] | 0 | 0 | 0 | [6 empty] | 0 | [5 empty] | 0 | 0 | 0
| 15 | [9 empty] | 0 | 0 | 0 | [6 empty] | 0 | [5 empty] | 0 | 0 | 0
| 16 | [9 empty] | 0 | 0 | 0 | [6 empty] | 0 | [5 empty] | 0 | 0 | 0
| 17 | [9 empty] | 0 | 0 | 0 | [6 empty] | 0 | [5 empty] | 0 | 0 | 0
| 18 | [9 empty] | 0 | 0 | 0 | [6 empty] | 0 | [5 empty] | 0 | 0 | 0
| 19 | [9 empty] | 0 | 0 | 0 | [6 empty] | 0 | [5 empty] | 0 | 0 | 0
| 20 | [9 empty] | 0 | 0 | 0 | [6 empty] | 0 | [5 empty] | 0 | 0 | 0
| 21 | [9 empty] | 0 | 0 | 0 | [6 empty] | 0 | [5 empty] | 0 | 0 | 0
| 22 | [9 empty] | 0 | 0 | 0 | [6 empty] | 0 | [5 empty] | 0 | 0 | 0
| 23 | [9 empty] | 0 | 0 | 0 | [6 empty] | 0 | [5 empty] | 0 | 0 | 0
| 24 | [9 empty] | 0 | 0 | 0 | [6 empty] | 0 | [5 empty] | 0 | 0 | 0
| 25 | [9 empty] | 0 | 0 | 0 | [6 empty] | 0 | [5 empty] | 0 | 0 | 0
| 26 | [9 empty] | 0 | 0 | 0 | [6 empty] | 0 | [5 empty] | 0 | 0 | 0
| 27 | [9 empty] | 0 | 0 | 0 | [6 empty] | 0 | [5 empty] | 0 | 0 | 0
| 28 | [9 empty] | 0 | 0 | 0 | [6 empty] | 0 | [5 empty] | 0 | 0 | 0
| 29 | [9 empty] | 0 | 0 | 0 | [6 empty] | 0 | [5 empty] | 0 | 0 | 0
| 30 | [9 empty] | 0 | 0 | 0 | [6 empty] | 0 | [5 empty] | 0 | 0 | 0
| 31 | [9 empty] | 0 | 0 | 0 | [6 empty] | 0 | [5 empty] | 0 | 0 | 0
| 32 | [9 empty] | 0 | 0 | 0 | [6 empty] | 0 | [5 empty] | 0 | 0 | 0
| 33 | [9 empty] | 0 | 0 | 0 | [6 empty] | 0 | [5 empty] | 0 | 0 | 0
| 34 | [9 empty] | 0 | 0 | 0 | [6 empty] | 0 | [5 empty] | 0 | 0 | 0
| 35 | [9 empty] | 0 | 0 | 0 | [6 empty] | 0 | [5 empty] | 0 | 0 | 0
| 36 | [9 empty] | 0 | 0 | 0 | [6 empty] | 0 | [5 empty] | 0 | 0 | 0
| 37 | [9 empty] | 0 | 0 | 0 | [6 empty] | 0 | [5 empty] | 0 | 0 | 0
| 38 | [9 empty] | 0 | 0 | 0 | [6 empty] | 0 | [5 empty] | 0 | 0 | 0
| 39 | [9 empty] | 0 | 0 | 0 | [6 empty] | 0 | [5 empty] | 0 | 0 | 0
| 40 | [9 empty] | 0 | 0 | 0 | [6 empty] | 0 | [5 empty] | 0 | 0 | 0
| 41 | [9 empty] | 0 | 0 | 0 | [6 empty] | 0 | [5 empty] | 0 | 0 | 0
| 42 | [9 empty] | 0 | 0 | 0 | [6 empty] | 0 | [5 empty] | 0 | 0 | 0
| 43 | [9 empty] | 0 | 0 | 0
| 44 | [9 empty] | 0 | 0 | 0
| 45 | [9 empty] | 0 | 0 | 0
| 46 | [9 empty] | 0 | 0 | 0
| 47 | [9 empty] | 0 | 0 | 0
| 48 | [9 empty] | 0 | 0 | 0 | [6 empty] | 0 | [5 empty] | 0 | 0 | 0
| 49 | [9 empty] | 0 | 0 | 0 | [6 empty] | 0 | [5 empty] | 0 | 0 | 0
| 50 | [9 empty] | 0 | 0 | 0 | [6 empty] | 0 | [5 empty] | 0 | 0 | 0
| 51 | [9 empty] | 0 | 0 | 0 | [6 empty] | 0 | [5 empty] | 0 | 0 | 0
| 52 | [9 empty] | 0 | 0 | 0 | [6 empty] | 0 | [5 empty] | 0 | 0 | 0
| 53 | [9 empty] | 0 | 0 | 0 | [6 empty] | 0 | [5 empty] | 0 | 0 | 0
| 54 | [9 empty] | 0 | 0 | 0 | [6 empty] | 0 | [5 empty] | 0 | 0 | 0
| 55 | [9 empty] | 0 | 0 | 0 | [6 empty] | 0 | [5 empty] | 0 | 0 | 0
| 56 | [9 empty] | 0 | 0 | 0 | [6 empty] | 0 | [5 empty] | 0 | 0 | 0
| 57 | [9 empty] | 0 | 0 | 0 | [6 empty] | 0 | [5 empty] | 0 | 0 | 0
| 58 | [9 empty] | 0 | 0 | 0 | [6 empty] | 0 | [5 empty] | 0 | 0 | 0
| 59 | [9 empty] | 0 | 0 | 0 | [6 empty] | 0 | [5 empty] | 0 | 0 | 0
| 60 | [9 empty] | 0 | 0 | 0 | [6 empty] | 0 | [5 empty] | 0 | 0 | 0
[10 empty] | Sum of Area and UA | 132.25 | 39.675 | 0 | 0 | [10 empty] | Sum of Area and UA | 160 | 48 | 0 | 0
[10 empty] | Vertical Glazing Area Weighted U |  | 0.3 | 0 | [11 empty] | Vertical Glazing Area Weighted U |  | 0.3
[10 empty] | Vertical Glazing and Doors Area Weighted U |  | 0.3 | [12 empty] | Vertical Glazing and Doors Area Weighted U |  | 0.3
|  | Flat/Vaulted Ceilings | [14 empty] | Flat/Vaulted Ceilings
|  | Plan | Component | Ref. | Attic | [5 empty] | Area | UA |  |  |  |  | Plan | Component | Ref. | Attic | [5 empty] | Area | UA
|  | ID | Description |  | U | [11 empty] | ID | Description |  | U
|  | Flat | R49 blown Scissor 5:12 ADV baffled | 10-7 | 0.02 | [5 empty] | 1578 | 31.56 | 0 |  |  |  |  | R49 blown Attic ADV baffled (2018 1.5, 1.7, 2021 Code Baseline) | 10-7 | 0.02 | [5 empty] | 491 | 9.82 | 0
[13 empty] | 0 | [14 empty] | 0
[13 empty] | 0 | [14 empty] | 0
[13 empty] | 0 | [14 empty] | 0
[6 empty] | Sum of Area and UA |  |  |  |  | 1578 | 31.56 | 0 | 0 | [6 empty] | Sum of Area and UA |  |  |  |  | 491 | 9.82 | 0 | 0
[10 empty] | Area Weighted U-Value |  | 0.02 | [12 empty] | Area Weighted U-Value |  | 0.02
|  | Walls (Above Grade) | [14 empty] | Walls (Above Grade)
|  | Plan | Component |  | Wall | [5 empty] | Net Area | [5 empty] | Plan | Component |  | Wall | [5 empty] | Net Area
|  | ID | Description | Ref. | U | [6 empty] | UA |  |  |  |  | ID | Description | Ref. | U | [6 empty] | UA
|  | Down 8.5 ceiling | R21 cavity+R0 foam INT 2X6W Lap (Code Baseline) | 10-5 | 0.054 | [5 empty] | 1422.38 | 76.8085 | 0 |  |  |  |  | R21 cavity+R0 foam INT 2X6W T111 (Code Baseline) | 10-5 | 0.056 | [5 empty] | 1134 | 63.504 | 0
|  | Up 8.5' ceiling | R21 cavity+R0 foam INT 2X6W Lap (Code Baseline) | 10-5 | 0.054 | [5 empty] | 779.3 | 42.0822 | 0 | [14 empty] | 0
[13 empty] | 0 | [14 empty] | 0
[13 empty] | 0 | [14 empty] | 0
[13 empty] | 0 | [14 empty] | 0
[13 empty] | 0 | [14 empty] | 0
[13 empty] | 0 | [14 empty] | 0
[13 empty] | 0 | [14 empty] | 0
[6 empty] | Sum of Net Area and UA |  |  |  |  | 2201.68 | 118.8907 | 0 | 0 | [6 empty] | Sum of Area and UA |  |  |  |  | 1134 | 63.504 | 0 | 0
[10 empty] | Gross Wall Area | 2425.0411 | ft2 | [12 empty] | Gross Wall Area | 1314 | ft2
[10 empty] | Area Weighted U-Value |  | 0.054 | [12 empty] | Area Weighted U-Value |  | 0.056
|  | Floor (over crawl or exterior) | [14 empty] | Floor (over crawl or exterior)
|  | Plan | Component |  | Floor | [5 empty] | Area | UA |  |  |  |  | Plan | Component |  | Floor | [5 empty] | Area | UA
|  | ID | Description | Ref. | U | [11 empty] | ID | Description | Ref. | U
|  |  | R30 vented Joist (Code Baseline) | 10-3 | 0.029 | [5 empty] | 1578 | 45.762 | 0 | [14 empty] | 0
[13 empty] | 0 | [14 empty] | 0
[13 empty] | 0 | [14 empty] | 0
[13 empty] | 0 | [14 empty] | 0
[6 empty] | Sum of Area and UA |  |  |  |  | 1578 | 45.762 | 0 | 0 | [6 empty] | Sum of Area and UA |  |  |  |  | 0 | 0 | 0 | 0
[10 empty] | Area Weighted U-Value |  | 0.029 | [12 empty] | Area Weighted U-Value
|  | Slab on Grade (less than 2 feet below grade) | [14 empty] | Slab on Grade (less than 2 feet below grade)
|  | Plan | Component |  | Slab | [5 empty] | Slab Perim | [5 empty] | Plan | Component |  | Slab | [5 empty] | Slab Perim
|  | ID | Description | Ref. | F | [5 empty] | Perimeter | FP |  |  |  |  | ID | Description | Ref. | F | [5 empty] | Perimeter | FP
[13 empty] | 0 |  |  |  |  | R10 2' horizontal w/TB (Code Baseline) | WSU | 0.54 | [5 empty] | 139 | 75.06 | 0
[13 empty] | 0 | [14 empty] | 0
[13 empty] | 0 | [14 empty] | 0
[13 empty] | 0 | [14 empty] | 0
[6 empty] | Sum of Perimeter and FP |  |  |  |  | 0 | 0 | 0 | 0 | [6 empty] | Sum of Perimeter and FP |  |  |  |  | 139 | 75.06 | 0 | 0
[10 empty] | Area Weighted U-Value | [14 empty] | Area Weighted U-Value |  | 0.54
|  | Below Grade Walls and Slabs | [14 empty] | Below Grade Walls and Slabs
|  | Plan | Component | Slab |  | Wall | Wall | Wall | Slab |  | Slab Perim | Slab |  |  |  |  | Plan | Component | Slab |  | Wall | Wall | Wall | Slab |  | Slab | Slab
|  | ID | Description | Depth | Ref. | U | Area | UA | F |  | Perimeter | UA |  |  |  |  | ID | Description | Depth | Ref. | U | Area | UA | F |  | Perimeter | FP
[13 empty] | 0 | [14 empty] | 0
[13 empty] | 0 | [14 empty] | 0
[13 empty] | 0 | [14 empty] | 0
[13 empty] | 0 | [14 empty] | 0
[6 empty] | Sum of Area, Length and UA | 0 | 0 |  |  | 0 | 0 | 0 | 0 | [6 empty] | Sum of Area, Length and UA | 0 | 0 |  |  | 0 | 0 | 0 | 0
[6 empty] | Weighted U- and F-values | [14 empty] | Weighted U- and F-values
|  | Links to Download Forms, Checklists and Other Resources |  |  | Link
|  |  | Compliance Certificate |  | Compliance Certificate |  | Instructions
|  |  | Insulation Certificate for Residential New Construction |  | Insulation Certificate
Duct Testing Affadavits
|  |  |  | Existing Construction | Affidavit, Existing
|  |  |  | New Construction | Affidavit, New
|  |  | Prescriptive Checklist for 2018 WSEC |  | Prescriptive Checklist
|  |  | Alterations (Remodel) Worksheet |  | Worksheet
|  |  | EER SEER2 COP HSPF2 Converter |  | https://www.adicotengineering.com/eer-seer2-cop-hspf2-kwton-converter
Show Ventilation Calculator? |  |  |  | Show
Ventilation Requirements
|  |  | Conditioned Floor Area | 2100 | sq. ft.
|  |  | Number of Bedrooms | 3
|  |  | Run-Time Percent in Each 4-Hour Segment | 100%
|  |  | Is the system Balanced? | Balanced |  | Verify system meets definition of 'Balanced Whole-House Ventilation'
|  |  | Is the system Distributed? | Not Distributed
|  |  | Ventilation Code Section | IMC, Section 403
|  |  | Whole House Mechanical Ventilation Airflow Rate | 125 | CFM
Show Distribution System Calculator? |  |  |  | Show
| HVAC Thermal Distribution System |  |  |  |  | Download RS-33 (2018) | http://www.energy.wsu.edu/Documents/Duct%20Testing%20Standards%20_2018%20WSEC.pdf
|  | Is this a hydronic heating system? |  |  | No
|  | Location of Ducts |  |  | Unconditioned Space
|  | Location of Air Handler |  |  | Unconditioned Space
For Existing Construction: Are Any of These Exceptions True?
|  | Are ducts systems documented to have been previously sealed as confirmed through field verification and diagnostic testing per RS-33? |  |  | No
|  | Is there less than 40 linear feet in unconditioned spaces? (not excepted under WSEC 2021) |  |  | No | -
|  | Are existing duct systems constructed, insulated or sealed with asbestos? |  |  | No
|  | Is the project an Addition less than 750 sf of conditioned floor area? |  |  | No
|  |  |  | Is Duct Testing Required? | Yes
Maximum Duct Leakage:
|  | Is this a post-contruction test? |  |  | Yes
|  | Is the air handler installed? |  |  | No
|  |  |  | Maximum total measured duct leakage per square foot | 0.04 | CFM25 per sq. ft.
|  |  |  | Maximum allowable total measured duct leakage | 84 | CFM25
Show Heating System Sizing? |  |  |  | Show
| Heating System Sizing - Proposed Design |  |  |  |  | Try Out BetterBuiltNW's HVAC Sizing Tool: | https://betterbuiltnw.com/resources/hvac-sizing-tool | [9 empty] | Heating System Sizing - Existing Baseline
|  |  | Nearest Weather Station | Vancouver | [13 empty] | Nearest Weather Station | Vancouver
|  |  | Indoor Design Temperature | 70 | F | [12 empty] | Indoor Design Temperature | 70 | F
|  |  | Outdoor Design Temperature | 22 | F | [12 empty] | Outdoor Design Temperature | 22 | F
|  |  | Design Temperature Difference (∆T) | 48 | F | [12 empty] | Design Temperature Difference (∆T) | 48 | F
|  |  | Conditioned Floor Area, Proposed Design | 2100 | ft2 | [12 empty] | Conditioned Floor Area | 2216 | ft2
|  |  | Conditioned Volume |  | ft3 | Volume assuming ceiling height of 8.5 ft = 17850 ft3 | [7 empty] | 0 |  |  |  | Conditioned Volume |  | ft3 | Volume assuming ceiling height of 8.5 ft = 18836 ft3
|  |  | Leave blank to use default of 8.5 ft. ceiling height | [14 empty] | Leave blank to use default of 8.5 ft. ceiling height
|  |  | Average ceiling height | 8.5 | ft | [12 empty] | Average ceiling height | 8.5 | ft
|  |  | HVAC System Type | Heat Pump | [13 empty] | System Type | All Other Systems (not heat pump)
|  |  | Location of HVAC Distribution System | Unconditioned Space | [13 empty] | Location of Ducts | Unconditioned Space
|  |  | Sum of UA | 263.2211 | [13 empty] | Sum of UA | 273.9364
|  |  | Envelope Heat Load | 12634.6106 | Btu / Hour | [12 empty] | Envelope Heat Load | 13148.9478 | Btu / Hour
|  |  | Sum of UA X ∆T | [14 empty] | Sum of UA X ∆T
|  |  | Air Leakage Heat Load | 9253.44 | Btu / Hour | [12 empty] | Air Leakage Heat Load | 9764.5824 | Btu / Hour
|  |  | ((Volume X 0.6) X ∆T) X .018)) | [14 empty] | ((Volume X 0.6) X ∆T) X .018))
|  |  | Building Design Heat Load | 21888.0506 | Btu / Hour | [12 empty] | Building Design Heat Load | 22913.5302 | Btu / Hour
|  |  | Air Leakage + Envelope Heat Loss | [14 empty] | Air Leakage + Envelope Heat Loss
|  |  | Building and Duct Heat Load | 24076.8556 | Btu / Hour | [12 empty] | Building and Duct Heat Load | 25204.8833 | Btu / Hour
|  |  | For ducts located in unconditioned space: Sum of Building Heat Loss X 1.1 | [14 empty] | For ducts located in unconditioned space: Sum of Building Heat Loss X 1.1
|  |  | For ducts located in conditioned space or ductless: Sum of Building Heat Loss X 1 | [14 empty] | For ducts located in conditioned space or ductless: Sum of Building Heat Loss X 1
|  |  | Maximum Heat Equipment Output | 30096.0695 | Btu / Hour | [12 empty] | Maximum Heat Equipment Output | 35286.8366 | Btu / Hour
|  |  | Building and Duct Heat Loss X 1.25 for heat pumps | 8.8207 | kW | [12 empty] | Building and Duct Heat Loss X 1.25 for heat pumps | 10.342 | kW
|  |  | Building and Duct Heat Loss X 1.40 for all other systems | [14 empty] | Building and Duct Heat Loss X 1.40 for all other systems
UA Summary
|  |  | UA envelope | 263.2211 | Btu / Hour/ deg F
|  |  | UA envelope+infiltration | 456.0011 | Btu / Hour/ deg F
|  |  | UA envelope+infiltration+duct loss | 501.6012 | Btu / Hour/ deg F
|  |  | 1 | 2 | 3 | 4 | 5 | 6 | 7 | [21 empty] | #VALUE!
|  |  | DropDown_UseOfCalculator, Table_UseOfCalculator | Baseline Msg | Table 406.3 Row Action | Show baseline UA calculator - Column Action | Results Message 1 | Baseline | About Your Selection
1 | bar: 1 to 4
|  | 2 | U-Factor Compliance Path | Maximum baseline window area is 15% of floor area per Option 1 UA % reduction calculation (Section R402.1.5). | Show | Hide | #VALUE! | Code Baseline | No exempt window or door areas
|  | 3 | Total UA Alternative, Whole Building Trade Off Analysis | Maximum baseline window area is 15% of floor area. | Show | Hide | Proposed design has lower (better) UA than baseline | Code Baseline | No exempt window or door areas
|  | 4 | User-Defined Baseline (Addition/Remodel/Alteration of Existing) | Maximum baseline window area is 15% of floor area per Option 1 UA % reduction calculation (Section R402.1.5). | Show | Show | Proposed design has lower (better) UA than baseline | Existing Baseline | No exempt window or door areas. Enter baseline design details to right of proposed design below
|  | 5 | 1: R-value Alternative / Prescriptive Path (Tables 406.2 & 406.3 Only); 3: Show; 4: Hide; 7: Floor area (entered below) and project type determine classification. No UA calc required.
|  | 6 | Non-Dwelling Unit (Total UA) | - | Hide All | Hide |  |  | No credits required. Exempt window and door areas ok.
|  |  | Selected Switches | Maximum baseline window area is 15% of floor area. | Show | Hide | , Proposed UA is better than baseline by 4%
[6 empty] | Message | UA Reduction = 10.72
|  |  | Determine PASS/FAIL |  |  |  | Test
[7 empty] | Baseline Pass/Fail - Does envelope meet baseline | PASS | 0
[7 empty] | Option 1 Target UA Pass/Fail | PASS | 0
[7 empty] | Option 1.1 Window Pass/Fail | PASS | 0
[7 empty] | Required Credits Met | PASS | 0
[7 empty] | U-Factor path test |  | 0
[7 empty] | Selected Pass/Fail | PASS
|  |  | Does WSEC-R 2021 have exempt windows and doors? | WSEC 2021 | Yes
|  |  | Does WSEC-R 2018 have exempt windows and doors? | WSEC 2018 | Yes
|  |  | For non-dwelling unit, show exempt areas? |  | Yes
|  |  | Show Exempt Door and Window Input? | Switch | Hide | 3/19/2024 change: Exempt doors and windows are not allowed if Option 1 % UA reduction is selected because Option 1 refers to Section on Total UA Alternative. Even Option 1 UA trade offs should follow rules of Total UA Alternative
|  |  | Show WSEC 2021 or 2018 options? | Switch | 2021
|  |  | Hide Inputs Except for Forms? | Switch | Show
|  |  | Check custom entries meassage | Custom Entries
|  |  | 1: Doors; 2: 0; 5: DropDown_RowAction |  | DropDown_HideShow |  | DropDown_YesNo
|  |  | Overhead Glazing | 0
|  |  | 1: Vertical Glazing; 2: 0; 5: Hide All |  | Hide |  | Yes
|  |  | 1: Flat/Vaulted Ceilings; 2: 0; 5: Hide 2-6 |  | Show |  | No
|  |  | Wall (above grade) | 0 |  |  | Show
|  |  | Floors | 0
|  |  | Slab on Grade | 0
|  |  | Below Grade Wall | 0
Check custom entries meassage
Check Baseline meassage
Check Baseline Design
Combined Message
Missing Data Message
Option 1 selections. Is there a maximum glazing percent in the baseline per Section R402.1.5
|  |  | Selection: | Not Selected
|  |  |  | WSEC 2018 | WSEC 2021
|  |  |  | 1 | 1
|  |  |  | Option 1.3 | Option 1.2
|  |  |  | Option 1.4 | Option 1.3
|  |  |  | Option 1.5 | Option 1.4
Option 1.6
|  |  |  | No | No
|  |  | Is maximum glazing percent in baseline? | Yes | Exclude any option that does not reference Section R402.1.5
|  |  | Is exempt area in code version? | Yes
|  |  | Is UA percent trade off selected | Yes
|  |  | Is exempt door and window area allowed? | No
Required Credits
Target energy credits
|  |  | 1: DropDown_ProjectType; 7: WSEC 2021 | WSEC 2021 | WSEC 2018 | WSEC 2018
|  |  | 2: Message_FloorArea; 7: R3 Single family dwellings and townhouses | R2 Multifamily | R3 Single family dwellings and townhouses | R2 Multifamily
|  |  | 1: New Construction; 2: Conditioned Floor Area; 6: Column Search String; 7: WSEC 2021R3 Single family dwellings and townhouses | WSEC 2021R2 Multifamily | WSEC 2018R3 Single family dwellings and townhouses | WSEC 2018R2 Multifamily |  | 1
|  |  | 1: Addition; 2: Conditioned Floor Area of Addition; 6: Small Dwelling Unit; 7: 5 | 6.5 | 3 | 4.5 | 1 | 2
|  |  | 1: Addition / Remodel / Alteration; 2: Conditioned Floor Area; 6: Medium Dwelling Unit; 7: 8 | 6.5 | 6 | 4.5 | 2 | 3
|  |  | 1: Selected; 2: Conditioned Floor Area; 6: Large Dwelling Unit; 7: 9 | 6.5 | 7 | 4.5 | 3 | 4
|  |  | 6: Addition 150 sf to 500 sf; 7: 2 | 6.5 | 1.5 | 4.5 | 4 | 5
|  | Taken off menu above | 1: Addition & Alteration (Exception R502.1.1.1); 2: Conditioned Floor Area of Addition; 6: 1; 7: 2 | 3 | 4 | 5 |  | 6
|  |  | Occupancy Type | R2 Multifamily
|  |  | Project Type | New Construction
|  |  | 1: Floor Area; 2: 2100; 3: --; 7: DropDown_CodeVersion |  |  | DropDown_Occupancy
|  |  | Window Area | 132.25
|  |  | 1: Classification; 2: Medium Dwelling Unit; 7: WSEC 2021 |  |  | R2 Multifamily
|  |  | 1: Code version; 2: WSEC 2021; 7: WSEC 2018 |  |  | R3 Single family dwellings and townhouses
|  |  | Column | 3
|  |  | Required credits | 6.5
|  |  | Medium dwelling unit message for SF<1500 | -
Option Definitions
[6 empty] | Option 1.1 | 0.5
|  | Selected | 1: WSEC 2021; 4: DropDown_Option_1; 5: Credits; 6: Desc
|  | Selected | 1: R2 Multifamily; 6: -
|  | R3/R2 Column | 1: 3; 3: Search; 4: Not Selected; 6: -
[5 empty] | WSEC 2021 Option 1.1 | Option 1.1 | 0.5 | Prescriptive compliance based on Table R402.1.3 Vertical Fenestration = U 0.22
[5 empty] | WSEC 2021 Option 1.2 | Option 1.2 | 1 | Perscriptive compliance per Table 402.1.3 / U-0.25 vertical fenestration / R-38 floors or R-10 perimeter & fully insulated slab. Or 15% reduction in UA per section R402.1.5
[5 empty] | WSEC 2021 Option 1.3 | Option 1.3 | 1.5 | Perscriptive compliance based on Table 402.1.3 / U-0.18 vertical fenestration / R-21+12ci walls / R-60 adv ceiling / R-38 floors or R-10 perimeter & fully insulated slab. Or 22.5% reduction in UA per section R402.1.5
[5 empty] | WSEC 2021 Option 1.4 | Option 1.4 | 2 | Prescriptive compliance based on Table R402.1.3 / U-0.18 vertical fenestration / R-21+R16ci walls / R-60 adv ceiling / R-48 floors / R-20 perimeter & fully insulated above & below-grade slabs / R-21+R-16ci basement walls Or 30% reduction in UA
[5 empty] | WSEC 2021 0 | 0
[5 empty] | WSEC 2021 0 | 0
[5 empty] | WSEC 2021 0 | 0
[5 empty] | WSEC 2021 0 | 0
|  |  | 3: Option Data; 5: Search; 6: R3 Single Family; 7: R2 Multifamily | Select Desc | R3 Desc | R2 Desc
|  |  | Option 1 | 1 | WSEC 2021 | Option 1.1 | WSEC 2021 Option 1.1 | 0.5 | 0.5 | Prescriptive compliance based on Table R402.1.3 Vertical Fenestration = U 0.22 | Prescriptive compliance based on Table R402.1.3 Vertical Fenestration = U 0.22 | Prescriptive compliance based on Table R402.1.3 Vertical Fenestration = U 0.22
|  |  |  | 2 |  | Option 1.2 | WSEC 2021 Option 1.2 | 1 | 1 | Perscriptive compliance per Table 402.1.3 / U-0.25 vertical fenestration / R-38 floors or R-10 perimeter & fully insulated slab. Or 15% reduction in UA per section R402.1.5 | Perscriptive compliance per Table 402.1.3 / U-0.25 vertical fenestration / R-38 floors or R-10 perimeter & fully insulated slab. Or 15% reduction in UA per section R402.1.5 | Perscriptive compliance per Table 402.1.3 / U-0.25 vertical fenestration / R-38 floors or R-10 perimeter & fully insulated slab. Or 15% reduction in UA per section R402.1.5
|  |  |  | 3 |  | Option 1.3 | WSEC 2021 Option 1.3 | 1.5 | 1.5 | Perscriptive compliance based on Table 402.1.3 / U-0.18 vertical fenestration / R-21+12ci walls / R-60 adv ceiling / R-38 floors or R-10 perimeter & fully insulated slab. Or 22.5% reduction in UA per section R402.1.5 | Perscriptive compliance based on Table 402.1.3 / U-0.18 vertical fenestration / R-21+12ci walls / R-60 adv ceiling / R-38 floors or R-10 perimeter & fully insulated slab. Or 22.5% reduction in UA per section R402.1.5 | Perscriptive compliance based on Table 402.1.3 / U-0.18 vertical fenestration / R-21+12ci walls / R-60 adv ceiling / R-38 floors or R-10 perimeter & fully insulated slab. Or 22.5% reduction in UA per section R402.1.5
|  |  |  | 4 |  | Option 1.4 | WSEC 2021 Option 1.4 | 2.5 | 2 | Prescriptive compliance based on Table R402.1.3 / U-0.18 vertical fenestration / R-21+R16ci walls / R-60 adv ceiling / R-48 floors / R-20 perimeter & fully insulated above & below-grade slabs / R-21+R-16ci basement walls Or 30% reduction in UA | Prescriptive compliance based on Table R402.1.3 / U-0.18 vertical fenestration / R-21+R16ci walls / R-60 adv ceiling / R-48 floors / R-20 perimeter & fully insulated above & below-grade slabs / R-21+R-16ci basement walls Or 30% reduction in UA | Prescriptive compliance based on Table R402.1.3 / U-0.18 vertical fenestration / R-21+R16ci walls / R-60 adv ceiling / R-48 floors / R-20 perimeter & fully insulated above & below-grade slabs / R-21+R-16ci basement walls Or 30% reduction in UA
|  |  |  | 5 | Blank | 0
|  |  |  | 6 | Blank | 0
|  |  |  | 7 | Blank | 0
|  |  |  | 8 | WSEC 2018 | Option 1.1 | WSEC 2018 Option 1.1 | 0.5 | 0.5 | U 0.24 Windows | U 0.24 Windows | U 0.24 Windows
|  |  |  | 9 |  | Option 1.2 | WSEC 2018 Option 1.2 | 1 | 1 | U 0.20 Windows | U 0.20 Windows | U 0.20 Windows
|  |  |  | 10 |  | Option 1.3 | WSEC 2018 Option 1.3 | 0.5 | NA | U 0.28 Windows / R-38 floors or R-10 Fully insulated slab. Or 5% reduction in UA | U 0.28 Windows / R-38 floors or R-10 Fully insulated slab. Or 5% reduction in UA | U 0.28 Windows / R-38 floors or R-10 Fully insulated slab. Or 5% reduction in UA
|  |  |  | 11 |  | Option 1.4 | WSEC 2018 Option 1.4 | 1 | 1 | U-0.25 Windows / R-21+R4ci walls / R-21+R5ci below-grade walls / R-38 floors or R-10 Fully insulated slab. Or 15% reduction in UA | U-0.25 Windows / R-21+R4ci walls / R-21+R5ci below-grade walls / R-38 floors or R-10 Fully insulated slab. Or 15% reduction in UA | U-0.25 Windows / R-21+R4ci walls / R-21+R5ci below-grade walls / R-38 floors or R-10 Fully insulated slab. Or 15% reduction in UA
|  |  |  | 12 |  | Option 1.5 | WSEC 2018 Option 1.5 | 2 | 1.5 | U-0.22 Windows / R-21+R12ci walls / R-49 adv ceiling / R-38 floors / R-10 Fully insulated above-grade and below-grade slabs / R-21+R-12 ci basement walls Or 30% reduction in UA | U-0.22 Windows / R-21+R12ci walls / R-49 adv ceiling / R-38 floors / R-10 Fully insulated above-grade and below-grade slabs / R-21+R-12 ci basement walls Or 30% reduction in UA | U-0.22 Windows / R-21+R12ci walls / R-49 adv ceiling / R-38 floors / R-10 Fully insulated above-grade and below-grade slabs / R-21+R-12 ci basement walls Or 30% reduction in UA
|  |  |  | 13 |  | Option 1.6 | WSEC 2018 Option 1.6 | 3 | 2 | U-0.18 Windows / R-21+R16ci walls / R-60 adv ceiling & single rafter or joist vaulted / R-48 floors / R-20 Fully insulated above-grade and below-grade slabs. Or 40% reduction in UA | U-0.18 Windows / R-21+R16ci walls / R-60 adv ceiling & single rafter or joist vaulted / R-48 floors / R-20 Fully insulated above-grade and below-grade slabs. Or 40% reduction in UA | U-0.18 Windows / R-21+R16ci walls / R-60 adv ceiling & single rafter or joist vaulted / R-48 floors / R-20 Fully insulated above-grade and below-grade slabs. Or 40% reduction in UA
|  |  |  | 14 |  | Option 1.7 | WSEC 2018 Option 1.7 | 0.5 | 0.5 | U 0.28 Windows / R-49 advanced ceiling below vented attic / R-49 advanced vaulted ceiling | U 0.28 Windows / R-49 advanced ceiling below vented attic / R-49 advanced vaulted ceiling | U 0.28 Windows / R-49 advanced ceiling below vented attic / R-49 advanced vaulted ceiling
|  |  |  | 15 | Blank
|  |  | 4: 1; 6: 2; 7: 3 | 4
|  |  | Option 2 |  |  | Option 2.1
[6 empty] | DropDown_Option_2 | Credits | Desc
[5 empty] | Selected Menu |  |  | -
[5 empty] | Search | Not Selected | 0
[5 empty] | WSEC 2021 Option 2.1 | Option 2.1 | 1 | Compliance based on Section R402.4.1.2: Reduce the tested air leakage to 2.0 ACH max at 50 Pa, or for R-2, optional compliance based on Section R402.4.1.2: Reduce the tested air leakage to 0.25 cfm/ft2 max at 50 Pa and All whole house ventilation requirements per IRC M1505.3 or IMC 403.8.
[5 empty] | WSEC 2021 Option 2.2 | Option 2.2 | 1.5 | Per Section R402.4.1.2 /1.5 ACH50 / For R-2, 0.20 cfm per ft2 at 50 Pa. / HRV with min SHR eff of 0.75 per IRC Section M1505.3 or IMC Section 403.8
[5 empty] | WSEC 2021 Option 2.3 | Option 2.3 | 2 | Per Section R402.4.1.2 0.6ACH50 / For R-2, 0.15 cfm per ft2 at 50 Pa. / HRV with min SHR eff of 0.80 per IRC Section M1505.3 or IMC Section 403.8
[5 empty] | WSEC 2021 0 | 0
|  |  | 3: Option Data; 6: R3; 7: R2 | Select Desc | R3 Desc | R2 Desc
|  |  |  | 1 | WSEC 2021 | Option 2.1 | WSEC 2021 Option 2.1 | 1 | 1 | Compliance based on Section R402.4.1.2: Reduce the tested air leakage to 2.0 ACH max at 50 Pa, or for R-2, optional compliance based on Section R402.4.1.2: Reduce the tested air leakage to 0.25 cfm/ft2 max at 50 Pa and All whole house ventilation requirements per IRC M1505.3 or IMC 403.8. | Per Section R402.4.1.2 / 2.0 ACH50 / For R-2, 0.25 cfm per ft2 at 50 Pa. / HRV with min SHR eff of 0.65 per IRC Section M1505.3 or IMC Section 403.8 | Compliance based on Section R402.4.1.2: Reduce the tested air leakage to 2.0 ACH max at 50 Pa, or for R-2, optional compliance based on Section R402.4.1.2: Reduce the tested air leakage to 0.25 cfm/ft2 max at 50 Pa and All whole house ventilation requirements per IRC M1505.3 or IMC 403.8.
|  |  |  | 2 |  | Option 2.2 | WSEC 2021 Option 2.2 | 1.5 | 1.5 | Per Section R402.4.1.2 /1.5 ACH50 / For R-2, 0.20 cfm per ft2 at 50 Pa. / HRV with min SHR eff of 0.75 per IRC Section M1505.3 or IMC Section 403.8 | Per Section R402.4.1.2 /1.5 ACH50 / For R-2, 0.20 cfm per ft2 at 50 Pa. / HRV with min SHR eff of 0.75 per IRC Section M1505.3 or IMC Section 403.8 | Per Section R402.4.1.2 /1.5 ACH50 / For R-2, 0.20 cfm per ft2 at 50 Pa. / HRV with min SHR eff of 0.75 per IRC Section M1505.3 or IMC Section 403.8
|  |  |  | 3 |  | Option 2.3 | WSEC 2021 Option 2.3 | 2 | 2 | Per Section R402.4.1.2 0.6ACH50 / For R-2, 0.15 cfm per ft2 at 50 Pa. / HRV with min SHR eff of 0.80 per IRC Section M1505.3 or IMC Section 403.8 | Per Section R402.4.1.2 0.6ACH50 / For R-2, 0.15 cfm per ft2 at 50 Pa. / HRV with min SHR eff of 0.80 per IRC Section M1505.3 or IMC Section 403.8 | Per Section R402.4.1.2 0.6ACH50 / For R-2, 0.15 cfm per ft2 at 50 Pa. / HRV with min SHR eff of 0.80 per IRC Section M1505.3 or IMC Section 403.8
|  |  |  | 4 | Blank | 0
|  |  |  | 5 | WSEC 2018 | Option 2.1 | WSEC 2018 Option 2.1 | 0.5 | 1 | 3.0 ACH50 / High efficiency fans / For R-2, 0.3 cfm per ft2 at 50 Pa. / High efficiency fans | 3.0 ACH50 / High efficiency fans / For R-2, 0.3 cfm per ft2 at 50 Pa. / High efficiency fans | 3.0 ACH50 / High efficiency fans / For R-2, 0.3 cfm per ft2 at 50 Pa. / High efficiency fans
|  |  |  | 6 |  | Option 2.2 | WSEC 2018 Option 2.2 | 1 | 1.5 | 2.0 ACH50 / Heat Recovery Ventilation min eff 65% / For R2, 0.25 cfm per ft2 at 50 Pa / HRV with min SHR eff of 0.65 | 2.0 ACH50 / Heat Recovery Ventilation min eff 65% / For R2, 0.25 cfm per ft2 at 50 Pa / HRV with min SHR eff of 0.65 | 2.0 ACH50 / Heat Recovery Ventilation min eff 65% / For R2, 0.25 cfm per ft2 at 50 Pa / HRV with min SHR eff of 0.65
|  |  |  | 7 |  | Option 2.3 | WSEC 2018 Option 2.3 | 1.5 | 2 | 1.5 ACH50 / Heat Recovery Ventilation min eff 75% / For R2, 0.25 cfm per ft2 at 50 Pa / HRV with min SHR eff of 0.75 | 1.5 ACH50 / Heat Recovery Ventilation min eff 75% / For R2, 0.25 cfm per ft2 at 50 Pa / HRV with min SHR eff of 0.75 | 1.5 ACH50 / Heat Recovery Ventilation min eff 75% / For R2, 0.25 cfm per ft2 at 50 Pa / HRV with min SHR eff of 0.75
|  |  |  | 8 |  | Option 2.4 | WSEC 2018 Option 2.4 | 2 | 2.5 | 0.6 ACH50 / Heat Recovery Ventilation min eff 80% / For R2, 0.15 cfm per ft2 at 50 Pa / HRV with min SHR eff of 0.75 | 0.6 ACH50 / Heat Recovery Ventilation min eff 80% / For R2, 0.15 cfm per ft2 at 50 Pa / HRV with min SHR eff of 0.75 | 0.6 ACH50 / Heat Recovery Ventilation min eff 80% / For R2, 0.15 cfm per ft2 at 50 Pa / HRV with min SHR eff of 0.75
|  |  | Option 3 |  |  | Option 3.1 | 2
[6 empty] | DropDown_Option_3 | Credits | Desc
Selected Menu
[6 empty] | Not Selected | 0 | -
[5 empty] | WSEC 2021 Option 3.1 | Option 3.1 | 1 | System Type 1 Table R406.2 Energy Star rated gas or propane (U.S. North) Min AFUE 95% for furnace or 90% for boiler)
[5 empty] | WSEC 2021 Option 3.2 | Option 3.2 | 0.5 | System Type 2 Table R406.2 Energy Star Rated gas or propane (U.S.North supplemental heat for heat pump (Min AFUE 95% for furnace or 90% for boiler)
[5 empty] | WSEC 2021 Option 3.3 | Option 3.3 | NA | NA
[5 empty] | WSEC 2021 Option 3.4 | Option 3.4 | 1 | Closed-loop ground source or open loop water source Heat Pump. Min COP 3.3 for GSHP or 3.6 for WSHP.w/ Max 150 Ft. Hydraulic Head.
[5 empty] | WSEC 2021 Option 3.5 | Option 3.5 | 2 | Ductless Mini Split Heat Pump W/ Zonal Control. HSPF2 of 9 (HSPF of 10) installed in largest zone of the home and primary heat is Zonal Elec Resist Heat
[5 empty] | WSEC 2021 Option 3.6 | Option 3.6 | NA | Air source ducted Heat Pump w/ Min HSPF2 of 9.4 (HSPF of 11). A ducted cold climate variable capacity heat pump on the NEEP qualified product list with a min HSPF2 of 8.5 (HSPF of 10) may be used to satisfy this requirement. If htg design temp is 23F or below,a cold climate variable capacity heat pump is required.
[5 empty] | WSEC 2021 Option 3.7 | Option 3.7 | 3 | Ductless Split System with no electric resistance in primary living areas. HSPF2, of 9 (HSPF of 10), except HSPF2 of 8.1 (HSPF of 9) if heating load is 24000 BTUs or less.
[5 empty] | WSEC 2021 Option 3.8 | Option 3.8 | NA | Air-to-water heat pump with minimum COP of 3.2 @47° F or lessrated per AHRI 550/590.
[5 empty] | WSEC 2021 Option 3.9 | Option 3.9 | 1.5 | Gas fired Heat Pumps meeting ANSI Z21.40.2 & Z21.40.4 or CSA w/ Min UEF of 1.15
[5 empty] | WSEC 2021 Option 3.10 | Option 3.10 | 2.5 | Combination water and space heating requires Tier 2 NEEA Advanced gas fired HP water heater Version 1.0
|  |  | 3: Option Data; 6: R3; 7: R2 | Select Desc | R3 Desc | R2 Desc
|  |  |  | 1 | WSEC 2021 | Option 3.1 | WSEC 2021 Option 3.1 | 1 | 1 | System Type 1 Table R406.2 Energy Star rated gas or propane (U.S. North) Min AFUE 95% for furnace or 90% for boiler) | System Type 1 Table R406.2 Energy Star rated gas or propane (U.S. North) Min AFUE 95% for furnace or 90% for boiler) | System Type 1 Table R406.2 Energy Star rated gas or propane (U.S. North) Min AFUE 95% for furnace or 90% for boiler)
|  |  |  | 2 |  | Option 3.2 | WSEC 2021 Option 3.2 | 0.5 | 0.5 | System Type 2 Table R406.2 Energy Star Rated gas or propane (U.S.North supplemental heat for heat pump (Min AFUE 95% for furnace or 90% for boiler) | System Type 2 Table R406.2 Energy Star Rated gas or propane (U.S.North supplemental heat for heat pump (Min AFUE 95% for furnace or 90% for boiler) | System Type 2 Table R406.2 Energy Star Rated gas or propane (U.S.North supplemental heat for heat pump (Min AFUE 95% for furnace or 90% for boiler)
|  |  |  | 3 |  | Option 3.3 | WSEC 2021 Option 3.3 | 0.5 | NA | NA | Air Source centrally ducted Heat Pump Min HSPF2 of 8.1 (HSPF of 9.5), in areas where winter design temp. is 23° F or less, a NEEP or ASHP cold climate unit shall be installed. | NA
|  |  |  | 4 |  | Option 3.4 | WSEC 2021 Option 3.4 | 1.5 | 1 | Closed-loop ground source or open loop water source Heat Pump. Min COP 3.3 for GSHP or 3.6 for WSHP.w/ Max 150 Ft. Hydraulic Head. | Closed-loop ground source or open loop water source Heat Pump. Min COP 3.3 for GSHP or 3.6 for WSHP.w/ Max 150 Ft. Hydraulic Head. | Closed-loop ground source or open loop water source Heat Pump. Min COP 3.3 for GSHP or 3.6 for WSHP.w/ Max 150 Ft. Hydraulic Head.
|  |  |  | 5 |  | Option 3.5 | WSEC 2021 Option 3.5 | 1.5 | 2 | Ductless Mini Split Heat Pump W/ Zonal Control. HSPF2 of 9 (HSPF of 10) installed in largest zone of the home and primary heat is Zonal Elec Resist Heat | Ductless Mini Split Heat Pump W/ Zonal Control. Min HSPF2 of 9 (HSPF of 10) installed in largest zone of the home and primary heat is Zonal Elec Resist Heat | Ductless Mini Split Heat Pump W/ Zonal Control. HSPF2 of 9 (HSPF of 10) installed in largest zone of the home and primary heat is Zonal Elec Resist Heat
|  |  | Qualified product list | 6 |  | Option 3.6 | WSEC 2021 Option 3.6 | 1 | NA | Air source ducted Heat Pump w/ Min HSPF2 of 9.4 (HSPF of 11). A ducted cold climate variable capacity heat pump on the NEEP qualified product list with a min HSPF2 of 8.5 (HSPF of 10) may be used to satisfy this requirement. If htg design temp is 23F or below,a cold climate variable capacity heat pump is required. | Air source ducted Heat Pump w/ Min HSPF2 of 9.4 (HSPF of 11). A ducted cold climate variable capacity heat pump on the NEEP qualified product list with a min HSPF2 of 8.5 (HSPF of 10) may be used to satisfy this requirement. If htg design temp is 23F or below,a cold climate variable capacity heat pump is required. | Air source ducted Heat Pump w/ Min HSPF2 of 9.4 (HSPF of 11). A ducted cold climate variable capacity heat pump on the NEEP qualified product list with a min HSPF2 of 8.5 (HSPF of 10) may be used to satisfy this requirement. If htg design temp is 23F or below,a cold climate variable capacity heat pump is required.
|  |  |  | 7 |  | Option 3.7 | WSEC 2021 Option 3.7 | 2 | 3 | Ductless Split System with no electric resistance in primary living areas. HSPF2, of 9 (HSPF of 10), except HSPF2 of 8.1 (HSPF of 9) if heating load is 24000 BTUs or less. | Ductless Split System with no electric resistance in primary living areas. HSPF2, of 9 (HSPF of 10), except HSPF2 of 8.1 (HSPF of 9) if heating load is 24000 BTUs or less. | Ductless Split System with no electric resistance in primary living areas. HSPF2, of 9 (HSPF of 10), except HSPF2 of 8.1 (HSPF of 9) if heating load is 24000 BTUs or less.
|  |  |  | 8 |  | Option 3.8 | WSEC 2021 Option 3.8 | 1 | NA | Air-to-water heat pump with minimum COP of 3.2 @47° F or lessrated per AHRI 550/590. | Air-to-water heat pump with minimum COP of 3.2 @47° F or lessrated per AHRI 550/590. | Air-to-water heat pump with minimum COP of 3.2 @47° F or lessrated per AHRI 550/590.
|  |  |  | 9 |  | Option 3.9 | WSEC 2021 Option 3.9 | 1.5 | 1.5 | Gas fired Heat Pumps meeting ANSI Z21.40.2 & Z21.40.4 or CSA w/ Min UEF of 1.15 | Gas fired Heat Pumps meeting ANSI Z21.40.2 & Z21.40.4 or CSA w/ Min UEF of 1.15 | Gas fired Heat Pumps meeting ANSI Z21.40.2 & Z21.40.4 or CSA w/ Min UEF of 1.15
|  |  |  | 10 |  | Option 3.10 | WSEC 2021 Option 3.10 | 2.5 | 2.5 | Combination water and space heating requires Tier 2 NEEA Advanced gas fired HP water heater Version 1.0 | Combination water and space heating requires Tier 2 NEEA Advanced gas fired HP water heater Version 1.0 | Combination water and space heating requires Tier 2 NEEA Advanced gas fired HP water heater Version 1.0
|  |  | Option 3.11 is below. | 11 |  | - | -
|  |  |  | 1 | WSEC 2018 | Option 3.1 | WSEC 2018 Option 3.1 | 1 | 1 | High Efficiency Fossil fuel-fired furnace or boiler as primary heating system (Min AFUE 95% for furnace or 90% for boiler) | High Efficiency Fossil fuel-fired furnace or boiler as primary heating system (Min AFUE 95% for furnace or 90% for boiler) | High Efficiency Fossil fuel-fired furnace or boiler as primary heating system (Min AFUE 95% for furnace or 90% for boiler)
|  |  |  | 2 |  | Option 3.2 | WSEC 2018 Option 3.2 | 1 | NA | Heat Pump: Air Source with min HSPF of 9.5 | Heat Pump: Air Source with min HSPF of 9.5 | Heat Pump: Air Source with min HSPF of 9.5
|  |  |  | 3 |  | Option 3.3 | WSEC 2018 Option 3.3 | 1.5 | 1 | Heat Pump: Closed-loop ground source or open loop water source. Min COP 3.3 for GSHP or 3.6 for WSHP. | Heat Pump: Closed-loop ground source or open loop water source. Min COP 3.3 for GSHP or 3.6 for WSHP. | Heat Pump: Closed-loop ground source or open loop water source. Min COP 3.3 for GSHP or 3.6 for WSHP.
|  |  |  | 4 |  | Option 3.4 | WSEC 2018 Option 3.4 | 1.5 | 2 | Ductless Split System, Zonal Control. Min HSPF of 10. Or Zonal Elec Resist Heat<=2kW | Ductless Split System, Zonal Control. Min HSPF of 10. Or Zonal Elec Resist Heat<=2kW | Ductless Split System, Zonal Control. Min HSPF of 10. Or Zonal Elec Resist Heat<=2kW
|  |  |  | 5 |  | Option 3.5.1 | WSEC 2018 Option 3.5.1 | 1.5 | NA | Central Heat Pump: Air Source with min HSPF of 11 | Central Heat Pump: Air Source with min HSPF of 11 | Central Heat Pump: Air Source with min HSPF of 11
|  |  |  | 6 |  | Option 3.5.2 | WSEC 2018 Option 3.5.2 | 1.5 | NA | Central Heat Pump: Air source variable speed w/ min HSPF of 10, plus any one of: (1) NEEP cold climate, (2) Reduce UA by 22% and no Option 1 already selected, (3) Option 5.5 unitary Tier IV HPWH, (4) Option 7.1 if not already selected, dryer CEF>=3.93 | Central Heat Pump: Air source variable speed w/ min HSPF of 10, plus any one of: (1) NEEP cold climate, (2) Reduce UA by 22% and no Option 1 already selected, (3) Option 5.5 unitary Tier IV HPWH, (4) Option 7.1 if not already selected, dryer CEF>=3.93 | Central Heat Pump: Air source variable speed w/ min HSPF of 10, plus any one of: (1) NEEP cold climate, (2) Reduce UA by 22% and no Option 1 already selected, (3) Option 5.5 unitary Tier IV HPWH, (4) Option 7.1 if not already selected, dryer CEF>=3.93
|  |  |  | 7 |  | Option 3.6 | WSEC 2018 Option 3.6 | 2 | 3 | Ductless Split System with no electric resistance in primary living areas | Ductless Split System with no electric resistance in primary living areas | Ductless Split System with no electric resistance in primary living areas
|  |  |  | 8 | Blank | - |  | 0 | 0
|  |  |  | 9 | Blank | - |  | 0 | 0
|  |  |  | 10 | Blank | - |  | 0 | 0
11
|  |  | Is this a Ductless System? |  |  | Enter Ductless Systems
|  |  |  | Option 3.6 | WSEC 2021 | Option 3.5 | Option 3.7 | 0
[5 empty] | WSEC 2018 | Option 3.4 | Option 3.6 | 1
[7 empty] | Is Ductless? | 0 | 1=Y
[6 empty] | Option 3,11 | 0
DropDown_Option_4
[5 empty] | Selected Menu |  |  | -
[6 empty] | Not Selected | 0
[5 empty] | WSEC 2021 Option 3.11 | Option 3.11 | 0.5 | Connected Energy Star Certified smart thermostat.
|  |  | 1: Option 3.11; 3: Option Data; 6: R3; 7: R2 | Select Desc | R3 Desc | R2 Desc
|  |  | Check credits |  | WSEC 2021 | Option 3.11 | WSEC 2021 Option 3.11 | 0.5 | 0.5 | Connected Energy Star Certified smart thermostat. | Connected Energy Star Certified smart thermostat. | Connected Energy Star Certified smart thermostat.
[5 empty] | WSEC 2018 |  | WSEC 2018
|  |  | Option 4 |  |  | Option 4.1 | N/A
DropDown_Option_4
[5 empty] | Selected Menu |  |  | -
[6 empty] | Not Selected | 0
[5 empty] | WSEC 2021 Option 4.1 | Option 4.1 | N/A | Ducts/distribution system in conditioned space per R403.3.2 Electric resistance, hydronic, ductless and gas fired systems < 80% AFUE systems not permitted
[5 empty] | WSEC 2021 0 | 0
|  |  | 3: Option Data; 6: R3; 7: R2 | Select Desc | R3 Desc | R2 Desc
|  |  |  | 1 | WSEC 2021 | Option 4.1 | WSEC 2021 Option 4.1 | 0.5 | N/A | Ducts/distribution system in conditioned space per R403.3.2 Electric resistance, hydronic, ductless and gas fired systems < 80% AFUE systems not permitted | Ducts/distribution system in conditioned space per R403.3.2 Electric resistance, hydronic, ductless and gas fired systems < 80% AFUE systems not permitted | Ducts/distribution system in conditioned space per R403.3.2 Electric resistance, hydronic, ductless and gas fired systems < 80% AFUE systems not permitted
|  |  |  | 2 | Blank
|  |  |  | 3 | WSEC 2018 | Option 4.1 | WSEC 2018 Option 4.1 | 0.5 | 0.5 | Ducts deeply buried in unconditioned attic / Duct leakage<=3 cfm/100 sf of floor area | Ducts deeply buried in unconditioned attic / Duct leakage<=3 cfm/100 sf of floor area | Ducts deeply buried in unconditioned attic / Duct leakage<=3 cfm/100 sf of floor area
|  |  |  | 4 |  | Option 4.2 | WSEC 2018 Option 4.2 | 1 | NA | Ducts/distribution system in conditioned space per R403.3.7 | Ducts/distribution system in conditioned space per R403.3.7 | Ducts/distribution system in conditioned space per R403.3.7
|  |  | Option 5 |  |  | Option 5.1 | 0.5
[6 empty] | DropDown_Option_5a | Credits | Desc
Selected Menu
Not Selected
[5 empty] | WSEC 2021 Option 5.1 | Option 5.1 | 0.5 | Drain Water Heat Recovery shall include Min. 2 showers incl. tub-showers w/ Min. efficiency of 40% for equal flow or 54% for unequal flow. Rated and labeled CSA B545.1 or IAPMMO IGC 346-2017
|  |  | 3: Option Data; 6: R3; 7: R2 | Select Desc | R3 Desc | R2 Desc
|  |  |  | 1 | WSEC 2021 | Option 5.1 | WSEC 2021 Option 5.1 | 0.5 | 0.5 | Drain Water Heat Recovery shall include Min. 2 showers incl. tub-showers w/ Min. efficiency of 40% for equal flow or 54% for unequal flow. Rated and labeled CSA B545.1 or IAPMMO IGC 346-2017 | Drain Water Heat Recovery shall include Min. 2 showers incl. tub-showers w/ Min. efficiency of 40% for equal flow or 54% for unequal flow. Rated and labeled CSA B545.1 or IAPMMO IGC 346-2017 | Drain Water Heat Recovery shall include Min. 2 showers incl. tub-showers w/ Min. efficiency of 40% for equal flow or 54% for unequal flow. Rated and labeled CSA B545.1 or IAPMMO IGC 346-2017
|  |  |  | 2 | WSEC 2018 | Option 5.1 | WSEC 2018 Option 5.1 | 0.5 | 0.5 | Drain Water Heat Recovery | Drain Water Heat Recovery | Drain Water Heat Recovery
[6 empty] | Option 5.2 | Compact Hot Water Distribution System Max volume between heat source and fixture is 16 Oz per section R403.5.2, on demand circ. Pump may be required.
[6 empty] | DropDown_Option_5a | Credits | Desc
Selected Menu
Not Selected
[5 empty] | WSEC 2021 Option 5.2 | Option 5.2 | 0.5 | Compact Hot Water Distribution System Max volume between heat source and fixture is 16 Oz per section R403.5.2, on demand circ. Pump may be required.
|  |  | 3: Option Data; 6: R3; 7: R2 | Select Desc | R3 Desc | R2 Desc
|  |  |  | 1 | WSEC 2021 | Option 5.2 | WSEC 2021 Option 5.2 | 0.5 | 0.5 | Compact Hot Water Distribution System Max volume between heat source and fixture is 16 Oz per section R403.5.2, on demand circ. Pump may be required. | Compact Hot Water Distribution System Max volume between heat source and fixture is 16 Oz per section R403.5.2, on demand circ. Pump may be required. | Compact Hot Water Distribution System Max volume between heat source and fixture is 16 Oz per section R403.5.2, on demand circ. Pump may be required.
|  |  |  | 2 | WSEC 2018
[6 empty] | Option 5.3 | 0.5
[6 empty] | DropDown_Option_5bc | Credits | Desc
Selected Menu
Not Selected
[5 empty] | WSEC 2021 Option 5.3 | Option 5.3 | 0.5 | Energy Star gas or propane water heater with min UEF of 0.80
[5 empty] | WSEC 2021 Option 5.4 | Option 5.4 | 1 | Energy star gas or propane water heater with min UEF of 0.91 OR Solar supplemental water heating OR GSHP meeting requirements of Option 3.4
[5 empty] | WSEC 2021 Option 5.5 | Option 5.5 | 1.5 | Gas-fired heat pump water heater meeting NEEA Tier 2 OR for R2, meeting ANSI Z21.40.2 and Z21.40.4 or CSA with min UEF of 1.15. For R2, must serve all units
[5 empty] | WSEC 2021 Option 5.6 | Option 5.6 | 2.5 | Electric heat pump water heater meeting NEEA Tier 3. For R2, must serve all units, any recirc piping must be insulated to R8
[5 empty] | WSEC 2021 Option 5.7 | Option 5.7 | 3 | Split system heat pump water heater with min UEF of 2.9 OR for R2, NEEA Tier 3.
[5 empty] | WSEC 2021 Option 5.8 | Option 5.8 | 2.5 | Combination water heating and space heating system with gas-fired heat pump water heater meeting NEEA Tier 2. For R2, must supply all units.
|  |  | 3: Option Data; 6: R3; 7: R2 | Select Desc | R3 Desc | R2 Desc
|  |  |  | 1 | WSEC 2021 | Option 5.3 | WSEC 2021 Option 5.3 | 0.5 | 0.5 | Energy Star gas or propane water heater with min UEF of 0.80 | Energy Star gas or propane water heater with min UEF of 0.80 | Energy Star gas or propane water heater with min UEF of 0.80
|  |  |  | 2 |  | Option 5.4 | WSEC 2021 Option 5.4 | 1 | 1 | Energy star gas or propane water heater with min UEF of 0.91 OR Solar supplemental water heating OR GSHP meeting requirements of Option 3.4 | Energy star gas or propane water heater with min UEF of 0.91 OR Solar supplemental water heating OR GSHP meeting requirements of Option 3.4 | Energy star gas or propane water heater with min UEF of 0.91 OR Solar supplemental water heating OR GSHP meeting requirements of Option 3.4
|  |  |  | 3 |  | Option 5.5 | WSEC 2021 Option 5.5 | 1.5 | 1.5 | Gas-fired heat pump water heater meeting NEEA Tier 2 OR for R2, meeting ANSI Z21.40.2 and Z21.40.4 or CSA with min UEF of 1.15. For R2, must serve all units | Gas-fired heat pump water heater meeting NEEA Tier 2 | Gas-fired heat pump water heater meeting NEEA Tier 2 OR for R2, meeting ANSI Z21.40.2 and Z21.40.4 or CSA with min UEF of 1.15. For R2, must serve all units
|  |  |  | 4 |  | Option 5.6 | WSEC 2021 Option 5.6 | 2 | 2.5 | Electric heat pump water heater meeting NEEA Tier 3. For R2, must serve all units, any recirc piping must be insulated to R8 | Electric heat pump water heater meeting NEEA Tier 3. | Electric heat pump water heater meeting NEEA Tier 3. For R2, must serve all units, any recirc piping must be insulated to R8
|  |  |  | 5 |  | Option 5.7 | WSEC 2021 Option 5.7 | 2.5 | 3 | Split system heat pump water heater with min UEF of 2.9 OR for R2, NEEA Tier 3. | Split system heat pump water heater with min UEF of 2.9 | Split system heat pump water heater with min UEF of 2.9 OR for R2, NEEA Tier 3.
|  |  |  | 6 |  | Option 5.8 | WSEC 2021 Option 5.8 | 2.5 | 2.5 | Combination water heating and space heating system with gas-fired heat pump water heater meeting NEEA Tier 2. For R2, must supply all units. | Combination water heating and space heating system with gas-fired heat pump water heater meeting NEEA Tier 2. | Combination water heating and space heating system with gas-fired heat pump water heater meeting NEEA Tier 2. For R2, must supply all units.
|  |  |  | 1 | WSEC 2018 | Option 5.2 | WSEC 2018 Option 5.2 | 0.5 | 0.5 | Gas or propane water heater with min UEF of 0.80 | Gas or propane water heater with min UEF of 0.80 | Gas or propane water heater with min UEF of 0.80
|  |  |  | 2 |  | Option 5.3 | WSEC 2018 Option 5.3 | 1 | 1 | Gas or propane water heater with min UEF of 0.91 OR Solar supplemental OR GSHP | Gas or propane water heater with min UEF of 0.91 OR Solar supplemental OR GSHP | Gas or propane water heater with min UEF of 0.91 OR Solar supplemental OR GSHP
|  |  |  | 3 |  | Option 5.4 | WSEC 2018 Option 5.4 | 1.5 | 2 | NEEA Tier 1 heat pump water heater | NEEA Tier 1 heat pump water heater | NEEA Tier 1 heat pump water heater
|  |  |  | 4 |  | Option 5.5 | WSEC 2018 Option 5.5 | 2 | 2.5 | NEEA Tier 3 heat pump water heater | NEEA Tier 3 heat pump water heater | NEEA Tier 3 heat pump water heater
|  |  |  | 5 |  | Option 5.6 | WSEC 2018 Option 5.6 | 2.5 | 3 | Split system heat pump water heater with min UEF of 2.9 for R3 OR for R2, NEEA Tier 3. | Split system heat pump water heater with min UEF of 2.9 | Split system heat pump water heater with min UEF of 2.9 for R3 OR for R2, NEEA Tier 3.
|  |  |  | 5 |  | - | WSEC 2018 -
|  |  | NOT USED |  | Only WSEC 2015 | Option 5d: Drain Water Heat Recovery | 0.5
[6 empty] | DropDown_Option_5d | Credits | Desc
[6 empty] | Not Selected | 0 | -
[6 empty] | Option 5d | 0.5 | Drain Water Heat Recovery
|  |  | Option 6 |  |  | Option 6 | 0
[6 empty] | DropDown_Option_6 | Credits | Desc
Selected Menu
[6 empty] | Not Selected | 0 | -
[5 empty] | WSEC 2021 Option 6.1 | Option 6.1 | 2.5 | On-site wind or solar electric energy, 0.5 credit per 600 kWh of generation up to maximum of 4.5 credits
|  |  | 3: Option Data; 6: R3 (calculated); 7: R2 (calculated) | Select Desc | R3 Desc | R2 Desc
|  |  |  | 1 | WSEC 2021 | Option 6.1 | WSEC 2021 Option 6.1 | 2.5 | 2.5 | On-site wind or solar electric energy, 0.5 credit per 600 kWh of generation up to maximum of 4.5 credits | On-site wind or solar electric energy, 0.5 credit per 600 kWh of generation up to maximum of 4.5 credits | On-site wind or solar electric energy, 0.5 credit per 600 kWh of generation up to maximum of 4.5 credits
|  |  |  | 2 | WSEC 2018 | Option 6.1 | WSEC 2018 Option 6.1 | 2 | 2 | On-site wind or solar electric energy, 1 credit per 1200 kWh of generation up to maximum of 3 credits | On-site wind or solar electric energy, 1 credit per 1200 kWh of generation up to maximum of 3 credits | On-site wind or solar electric energy, 1 credit per 1200 kWh of generation up to maximum of 3 credits
|  |  | Option 7 |  |  |  | 0
[6 empty] | DropDown_Option_6 | Credits | Desc
Selected Menu
[6 empty] | Not Selected | 0 | -
[5 empty] | WSEC 2021 Option 7.1 | Option 7.1 | 1.5 | All of: Energy Star rated, most efficient dishwasher, refrigerator, washinging machine and dryer.
|  |  | 3: Option Data; 6: R3; 7: R2 | Select Desc | R3 Desc | R2 Desc
|  |  |  | 1 | WSEC 2021 | Option 7.1 | WSEC 2021 Option 7.1 | 0.5 | 1.5 | All of: Energy Star rated, most efficient dishwasher, refrigerator, washinging machine and dryer. | All of: Energy Star rated, most efficient dishwasher, refrigerator, washinging machine and dryer. | All of: Energy Star rated, most efficient dishwasher, refrigerator, washinging machine and dryer.
[5 empty] | WSEC 2018 | Option 7.1 | WSEC 2018 Option 7.1 | 0.5 | 1.5 | Appliance Package | Appliance Package | Appliance Package
Determine Baseline U-Values
Proposed Design
[6 empty] | Selected U | Baseline Area | Baseline UA
[5 empty] | Doors U = | 0.3 | 91.1111 | 27.3333
[5 empty] | Overhead Glazing U = | 0.5 | 0 | 0
[5 empty] | Vertical Glazing U = | 0.3 | 132.25 | 39.675
[5 empty] | Flat/Vaulted Ceilings U = | 0.024 | 1578 | 37.872
|  |  | 3: Wall (above grade) U =; 4: 0.056; 5: 2201.68; 6: 123.2941 | [9 empty] | 0.05
[5 empty] | Floors over Crawlspace U = | 0.029 | 1578 | 45.762
[5 empty] | Slab on Grade F = | 0.54 | 0 | 0
[5 empty] | Below Grade Wall U = | N/A | 0
[5 empty] | Below Grade Slab F = | N/A | 0
[7 empty] | Sum | 273.9364
SELECT BASELINE
|  |  | Use of Calculator | Total UA Alternative, Whole Building Trade Off Analysis
|  |  | Search String | Code Baseline
|  |  | 2: U Values | [13 empty] | Baseline UA Values
|  |  |  | 1 | 2 | 3 | 4 | 5 | 6 | 7 |  | 8 | 9 | 10 | 11 | 12 | 13 | 14 |  | 9 |  |  |  | 1 | 3 | 4 | 5 | 6
I think these Option U-values are not used. Only the code baseline.
|  |  |  | U Values 3: WSEC 2021 | WSEC 2018
|  | Selected |  | Code Baseline | Existing Baseline |  | Option 1.1 | Option 1.2 | Option 1.3 | Option 1.4 |  | Option 1.1 | Option 1.2 | Option 1.3 | Option 1.4 | Option 1.5 | Option 1.6 | Option 1.7
|  | 0.3 | Doors U = | 0.3 | 0.3 | 0.3 | 0.22 | 0.25 | 0.18 | 0.18 | 0.3 | 0.24 | 0.2 | 0.22 | 0.25 | 0.18 | 0.18 | 0.28 | 2
|  | 0.5 | Overhead Glazing U = | 0.5 | 0 | 0.5 | 0.5 | 0.5 | 0.5 | 0.5 | 0.5 | 0.5 | 0.5 | 0.5 | 0.5 | 0.5 | 0.5 | 0.5 | 3
|  | 0.3 | Vertical Glazing U = | 0.3 | 0.3 | 0.3 | 0.22 | 0.25 | 0.18 | 0.18 | 0.3 | 0.24 | 0.2 | 0.22 | 0.25 | 0.18 | 0.18 | 0.28 | 4
|  | 0.024 | Flat/Vaulted Ceilings U = | 0.024 | 0.02 | 0.024 | 0.024 | 0.024 | 0.17 | 0.17 | 0.026 | 0.024 | 0.024 | 0.024 | 0.024 | 0.17 | 0.017 | 0.02 | 5
|  | 0.056 | Wall (above grade) U = | 0.056 | 0.056 | 0.056 | 0.045 | 0.045 | 0.032 | 0.28 | 0.056 | 0.056 | 0.056 | 0.045 | 0.045 | 0.032 | 0.028 | 0.045 | 6
|  | 0.029 | Floors U = | 0.029 | 0 | 0.029 | 0.029 | 0.025 | 0.025 | 0.02 | 0.029 | 0.029 | 0.029 | 0.029 | 0.025 | 0.025 | 0.02 | 0.025 | 7
|  | 0.54 | Slab on Grade F = | 0.54 | 0.54 | 0.54 | 0.54 | 0.36 | 0.36 | 0.261 | 0.54 | 0.54 | 0.54 | 0.54 | 0.36 | 0.36 | 0.261 | 0.36 | 8
|  | N/A | Below Grade Wall U = | N/A | 0 | N/A | 0.042 | 0.055 | 0.055 | 0.034 | N/A | N/A | N/A | 0.042 | 0.055 | 0.055 | 0.034 | 0.055 | 9 | [10 empty] | Calculated values - Don't overwrite values in orange.
|  | N/A | Below Grade Slab F = | N/A | 0 | N/A | 0.59 | 0.293 | 0.293 | 0.304 | N/A | N/A | N/A | 0.59 | 0.293 | 0.293 | 0.304 | 0.293 | 10 | [10 empty] | Calculated values - Don't overwrite values in orange.
Baylon: R-11 batt (U=0.095)+R10 under slab
Determine Baseline Areas for Proposal
U-Factor Compliance Path
|  |  |  | U Values 2: Code Baseline; U Values 3: Code Baseline; U Values 4: Existing Baseline; U Values 5: Proposed | Selected Baseline
|  |  |  | U Values 2: U-Factor Compliance Path; U Values 3: Non-Dwelling Unit (Total UA); U Values 4: User-Defined Baseline (Addition/Remodel/Alteration of Existing); U Values 5: Total UA Alternative, Whole Building Trade Off Analysis | Total UA Alternative, Whole Building Trade Off Analysis
|  |  |  | U Values 2: Area; U Values 3: Area; U Values 4: Area; U Values 5: Area | Area
|  |  |  | Doors U = | 91.1111 | 91.1111 | 20 | 91.1111 | 3 |  | 91.1111
|  |  |  | Overhead Glazing U = | 0 | 0 | 0 | 0 | 4 |  | 0
|  |  |  | Vertical Glazing U = | 132.25 | 132.25 | 160 | 132.25 | 5 |  | 132.25 | 3/19/2024: Max glazing percent in baseline added to all but remodels
|  |  |  | Flat/Vaulted Ceilings U = | 1578 | 1578 | 491 | 1578 | 6 |  | 1578
|  |  |  | Wall (above grade) U = | 2201.68 | 2201.68 | 1134 | 2201.68 | 7 |  | 2201.68
|  |  |  | Floors U = | 1578 | 1578 | 0 | 1578 | 8 |  | 1578
|  |  |  | Slab on Grade F = | 0 | 0 | 139 | 0 | 9 |  | 0
|  |  |  | Below Grade Wall U = | 0 | 0 | 0 | 0 | 10 |  | 0
|  |  |  | Below Grade Slab F = | 0 | 0 | 0 | 0 | 11 |  | 0
Heating System Sizing Worksheet
|  |  | Volume, Proposed | U Values 1: 17850; U Values 2: ft3 default
|  |  | Volume, Baseline | U Values 1: 18836; U Values 2: ft3 default
|  |  | Total UA including exempt window and door | U Values 1: Proposed
|  |  | UA excluding exempt window and door | U Values 1: 263.2211
|  |  | Exempt door | U Values 1: 0
|  |  | Exempt window | U Values 1: 0
|  |  | Total UA | U Values 1: 263.2211
[6 empty] | Selected Proposal | Heat Pump
|  |  | Table_DuctLossMultiplier, DropDown_DuctLocation, DropDown_AirHandlerLocation | U Values 3: Table_MaxOutputMultiplier
|  |  | Conditioned Space | U Values 1: 1; U Values 3: Heat Pump; U Values 4: 1.25
|  |  | Unconditioned Space | U Values 1: 1.1; U Values 3: All Other Systems (not heat pump); U Values 4: 1.4
|  |  | Unducted | U Values 1: 1; U Values 3: Selected System Proposed; U Values 4: 1.25
|  |  | Selected ducts, Proposed | U Values 1: 1.1; U Values 3: Selected System Baseline; U Values 4: 1.4
|  |  | Selected ducts, Baseline | U Values 1: 1.1
|  |  |  | U Values 7: Fuel Normalization Credits |  | Energy Credits |  | Total Credits
|  |  |  | U Values 7: 2 |  | 4.5 |  | 6.5
TABLE R406.2 | bar: U Values 6
|  | FUEL NORMALIZATION CREDITS -- SELECTED |  | U Values 2: Credit Column; U Values 3: 5
|  | 1 | 2 | U Values 1: 3; U Values 2: 4; U Values 3: 5
|  | DropDown_FuelNormalizationSystem |  | U Values 2: Credits
|  |  | Description of Primary Heating Source | U Values 1: System Number; U Values 2: All Other; U Values 3: Group R-2
|  | Combustion System | Combustion heating equipment meeting minimum federal efficiency standards for the equipment listed in Table C403.3.2(5) or C403.3.2(6) | U Values 1: 1; U Values 2: 0; U Values 3: 0
|  | Heat Pump with Supplemental Heating | For heating system using a heat pump that meets federal standards for the equipment listed in Table C403.3.2(2) and supplemental heating provided by electric resistance or a combustion furnace meeting minimum standards Listed in Table C403.3.2(5)b found in the 2021 WSEC - COMMERCIAL ENERGY CODE. | U Values 1: 2; U Values 2: 1.5; U Values 3: 0
|  | Electric Resistance Only | For heating system based on electric resistance only (either forced air or Zonal) | U Values 1: 3; U Values 2: 0.5; U Values 3: -0.5
|  | Variable Refrigerant Heat Pump or Air-to-Water Heat Pump | For heating system using a heat pump that meets federal standards for the equipment listed in Table C403.3.2(2) or Table C403.3.2(9) OR Air to Water heat pump units that are configured to provide both heating and cooling and are rated in accordance with AHRI 550/590 | U Values 1: 4; U Values 2: 3; U Values 3: 2
|  | Electric Resistance with Ductless Heat Pump OR electric resistance with max 2 kW installed capacity | For heating system based on electric resistance with (1) inverter driven ductless mini-split heat pump system installed in the largest zone in the dwelling OR (2) With 2kW or less total installed heating capacity per dwelling | U Values 1: 5; U Values 2: 2; U Values 3: 0
TABLE R406.2 | bar: U Values 6
|  | FUEL NORMALIZATION CREDITS -- WSEC 2021 |  | U Values 2: Credit Column; U Values 3: 4
|  | 1 | 2 | U Values 1: 3; U Values 2: 4; U Values 3: 5
|  | DropDown_FuelNormalizationSystem |  | U Values 2: Credits
|  |  | Description of Primary Heating Source | U Values 1: System Number; U Values 2: All Other; U Values 3: Group R-2
|  | Combustion System | Combustion heating equipment meeting minimum federal efficiency standards for the equipment listed in Table C403.3.2(5) or C403.3.2(6) | U Values 1: 1; U Values 2: 0; U Values 3: 0
|  | Heat Pump with Supplemental Heating | For heating system using a heat pump that meets federal standards for the equipment listed in Table C403.3.2(2) and supplemental heating provided by electric resistance or a combustion furnace meeting minimum standards Listed in Table C403.3.2(5)b found in the 2021 WSEC - COMMERCIAL ENERGY CODE. | U Values 1: 2; U Values 2: 1.5; U Values 3: 0
|  | Electric Resistance Only | For heating system based on electric resistance only (either forced air or Zonal) | U Values 1: 3; U Values 2: 0.5; U Values 3: -0.5
|  | Variable Refrigerant Heat Pump or Air-to-Water Heat Pump | For heating system using a heat pump that meets federal standards for the equipment listed in Table C403.3.2(2) or Table C403.3.2(9) OR Air to Water heat pump units that are configured to provide both heating and cooling and are rated in accordance with AHRI 550/590 | U Values 1: 4; U Values 2: 3; U Values 3: 2
|  | Electric Resistance with Ductless Heat Pump OR electric resistance with max 2 kW installed capacity | For heating system based on electric resistance with (1) inverter driven ductless mini-split heat pump system installed in the largest zone in the dwelling OR (2) With 2kW or less total installed heating capacity per dwelling | U Values 1: 5; U Values 2: 2; U Values 3: 0
TABLE R406.2 | bar: U Values 6
|  | FUEL NORMALIZATION CREDITS -- WSEC 2018 |  | U Values 2: Credit Column
|  | 1 | 2 | U Values 1: 3; U Values 2: 4; U Values 3: 5
|  | DropDown_FuelNormalizationSystem |  | U Values 2: Credits
|  |  | Description of Primary Heating Source | U Values 1: System Number; U Values 2: All Other; U Values 3: Group R-2
|  | Min Federal Efficiency System | Combustion heating equipment meeting minimum federal efficiency standards for the equipment listed in Table C403.3.2(4) or C403.3.2(5) | U Values 1: 1; U Values 2: 0; U Values 3: 0
|  | Heat Pump | For an initial heating system using a heat pump that meets federal standards for the equipment listed in Table C403.3.2(1)C or C403.3.2(2) OR Air to water heat pump units that are configured to provide both heating and cooling and are rated in accordance with AHRI 550/590. Heat pump with electric resistance or fossil-fuel supplemental heat requires compliance with WSEC 403.1.2 "Heat Pump Supplementary Heat". Packaged Terminal Heat Pumps (PTAC-HP) requires an HSPF tested value (See SBC Interpretation dated December 2020). | U Values 1: 2; U Values 2: 1; U Values 3: 1
|  | Electric Resistance Only | For heating system based on electric resistance only (either forced air or Zonal) | U Values 1: 3; U Values 2: -1; U Values 3: -1
|  | Electric Resistance with Ductless Heat Pump | For heating system based on electric resistance with a ductless mini-split heat pump system in accordance with Section R403.7.1 including the exception | U Values 1: 4; U Values 2: 0.5; U Values 3: N/A for R2
|  | All Other Heating Systems | All other heating systems | U Values 1: 5; U Values 2: -1; U Values 3: -0.5
Tool behavior: Change fuel normalization menu in response to Option 3? | bar: U Values 1
|  |  | Selected Option 3 | U Values 1: Option 3.6
|  |  | Selected Fuel Norm | U Values 1: Variable Refrigerant Heat Pump or Air-to-Water Heat Pump
MessageWarning_FuelNormalizationSystem | bar: U Values 1
|  |  | MessageWarning_FuelNormalizationOption | U Values 1: Reselect Option
DropDown_FuelNormalizationSystem
|  | 1 | WSEC 2021 |  |  | Not Selected | Option 3.1 | Option 3.2 | Option 3.3 | Option 3.4 | Option 3.5 | Option 3.6 | Option 3.7 | Option 3.8 | Option 3.9 | Option 3.10
|  | 2 | Combustion System | Combustion System | Variable Refrigerant Heat Pump or Air-to-Water Heat Pump | Combustion System | Combustion System | Heat Pump with Supplemental Heating | Variable Refrigerant Heat Pump or Air-to-Water Heat Pump | Variable Refrigerant Heat Pump or Air-to-Water Heat Pump | Electric Resistance with Ductless Heat Pump OR electric resistance with max 2 kW installed capacity | Variable Refrigerant Heat Pump or Air-to-Water Heat Pump | Variable Refrigerant Heat Pump or Air-to-Water Heat Pump | Variable Refrigerant Heat Pump or Air-to-Water Heat Pump | Combustion System | Combustion System
|  | 3 | Heat Pump with Supplemental Heating | Heat Pump with Supplemental Heating | 0 | 0 | 0 | 0 | Heat Pump with Supplemental Heating | 0 | 0 | 0 | 0 | 0 | 0 | 0
|  | 4 | Electric Resistance Only | U Values 1: Electric Resistance Only; U Values 2: 0
|  | 5 | Variable Refrigerant Heat Pump or Air-to-Water Heat Pump | U Values 1: Variable Refrigerant Heat Pump or Air-to-Water Heat Pump; U Values 2: 0
|  | 6 | Electric Resistance with Ductless Heat Pump OR electric resistance with max 2 kW installed capacity | U Values 1: Electric Resistance with Ductless Heat Pump OR electric resistance with max 2 kW installed capacity; U Values 2: 0
|  |  | 1 | 2 | 3 | 4 | 5 | 6 | 7 | 8 | 9 | 10 |  | 10 |  | 11
|  |  | Error_Option3 | 0
Error_FuelNorm
SYSTEM COMPATIBILITY TABLE
|  | 2021 | Not Selected | Option 3.1 | Option 3.2 | Option 3.3 | Option 3.4 | Option 3.5 | Option 3.6 | Option 3.7 | Option 3.8 | Option 3.9 | Option 3.10
|  | Enter Defaults if Error | Combustion System | Combustion System | Heat Pump with Supplemental Heating | Variable Refrigerant Heat Pump or Air-to-Water Heat Pump | Variable Refrigerant Heat Pump or Air-to-Water Heat Pump | Electric Resistance with Ductless Heat Pump OR electric resistance with max 2 kW installed capacity | Variable Refrigerant Heat Pump or Air-to-Water Heat Pump | Variable Refrigerant Heat Pump or Air-to-Water Heat Pump | Variable Refrigerant Heat Pump or Air-to-Water Heat Pump | Combustion System | Combustion System
|  | Also ok | 0 4: Heat Pump with Supplemental Heating
|  |  | WSEC 2021 | Compatible Systems | [7 empty] | Error? = 1
|  | 1 | Electric Resistance with Ductless Heat Pump OR electric resistance with max 2 kW installed capacity 1: Combustion System; Electric Resistance with Ductless Heat Pump OR electric resistance with max 2 kW installed capacity 2: Option 3.1; 0 8: Option 3.9; 0 9: Option 3.10; 0 10: 0
|  | 2 | Electric Resistance with Ductless Heat Pump OR electric resistance with max 2 kW installed capacity 1: Heat Pump with Supplemental Heating; Electric Resistance with Ductless Heat Pump OR electric resistance with max 2 kW installed capacity 2: Option 3.2; 0 3: Option 3.3; 0 10: 0
|  | 3 | Electric Resistance with Ductless Heat Pump OR electric resistance with max 2 kW installed capacity 1: Electric Resistance Only; 0 10: 0
|  | 4 | Variable Refrigerant Heat Pump or Air-to-Water Heat Pump | Option 3.3 | Option 3.4 | Option 3.6 | Option 3.7 | Option 3.8 |  |  |  | 0
|  | 5 | Electric Resistance with Ductless Heat Pump OR electric resistance with max 2 kW installed capacity 1: Electric Resistance with Ductless Heat Pump OR electric resistance with max 2 kW installed capacity; Electric Resistance with Ductless Heat Pump OR electric resistance with max 2 kW installed capacity 2: Option 3.5; 0 10: 0
[11 empty] | Error | 0
|  |  |  | Fossil | HP with | GSHP | Ductless | ASHP |  | Ductless
|  | 2018 | Not Selected | Option 3.1 | Option 3.2 | Option 3.3 | Option 3.4 | Option 3.5.1 | Option 3.5.2 | Option 3.6
|  | Enter Defaults if Error | Combustion System | Min Federal Efficiency System | Heat Pump | Heat Pump | Electric Resistance with Ductless Heat Pump | Heat Pump | Heat Pump | Heat Pump
Also ok
|  |  | WSEC 2018 | Compatible Systems | [5 empty] | Error? = 1
|  | 1 | Electric Resistance with Ductless Heat Pump OR electric resistance with max 2 kW installed capacity 1: Min Federal Efficiency System; Electric Resistance with Ductless Heat Pump OR electric resistance with max 2 kW installed capacity 2: Option 3.1; 0 8: 0
|  | 2 | Heat Pump | Option 3.2 | Option 3.3 | Option 3.5.1 | Option 3.5.2 | Option 3.6 |  | 0
|  | 3 | Electric Resistance with Ductless Heat Pump OR electric resistance with max 2 kW installed capacity 1: Electric Resistance Only; 0 8: 0
|  | 4 | Electric Resistance with Ductless Heat Pump OR electric resistance with max 2 kW installed capacity 1: Electric Resistance with Ductless Heat Pump; Electric Resistance with Ductless Heat Pump OR electric resistance with max 2 kW installed capacity 2: Option 3.4; 0 8: 0
|  | 5 | Electric Resistance with Ductless Heat Pump OR electric resistance with max 2 kW installed capacity 1: All Other Heating Systems; 0 8: 0
[9 empty] | Error | 0
|  |  | 2021 | 1 | 2 | 3 | 4 | 5 | 6 | 7
|  |  | 4: Message 1; Error 6: Message 2 | Option 1.1 Window U max
|  |  |  | WSEC 2021 | WSEC 2018 | Target UA | 2018 Message | 2021 Message | 2018 Message | 2021 Message | 2018 | 2021
|  |  | 2: Option 1.1; 3: 5%; 4: Window U-value does NOT meet selected Option 1.1.; Error 6: Window U-value does NOT meet selected Option 1.1. | 0.24 | 0.22
|  |  |  | Option 1.1 | Option 1.2 |  |  | Window U-value does NOT meet selected Option 1.1. |  | Window U-value does NOT meet selected Option 1.1.
[5 empty] | Option 1.3 | 5%
|  |  |  | Option 1.2 | Option 1.4 | 15%
|  |  |  | Option 1.3 |  | 22.5%
|  |  |  | Option 1.4 | Option 1.5 | 30%
[5 empty] | Option 1.6 | 40%
|  |  |  | Selected | WSEC 2021
|  |  |  | Not Selected | 4% | Round to the whole percentage point for comparison with target
|  |  |  | Target | 0%
Window Message 1
UA Message 2
Combined Message
|  |  |  | If User Defined baseline and addition | -
Selected Message in results
Message at Option 1
|  |  |  | Option 1 Target UA Pass/Fail | PASS
|  |  |  | Option 1.1 Window PASS/FAIL | PASS
VENTILATION
[6 empty] | Continuous | Intermittent
|  |  | R2 Multifamily | IMC | Section 403 | 100 | 125
|  |  | R3 Single family dwellings and townhouses | IRC | Chapter 15 | 55 | 68.75
|  |  | Occupancy | R2 Multifamily
|  |  | Code | IMC
|  |  | Section | Section 403
|  |  | Fan Size | 125
|  |  | DropDown_PercentRunTime |  |  | 50% | 66% | 75% | 100%
[6 empty] | 2 | 1.5 | 1.3 | 1
|  |  | Selected Multiplier | 1
|  |  | Conditioned floor area | 2100
|  |  | Number of Bedrooms | 3
|  |  | Run-Time Percent in Each 4-Hour Segment | 100%
IMC, 403.8.1 Minimum Ventilation Performance
https://up.codes/viewer/washington/imc-2015/chapter/4/ventilation#new_403.8.1
|  |  | Column Offset | 2
|  |  | Row Offset | 5
|  |  | Continuous Ventilation Requirement | 100
|  |  | System Coefficeint, Cs | 1.25
|  |  | Fan Size | 125
|  |  |  | 1 | 2 | 3 | 4 | 5
|  | IMC, 403.8.1 Minimum Ventilation Performance | Error 6: row test
|  |  |  | 0 | 2 | 4 | 6 | 8 |  |  |  |  | IRC, TABLE M1505.4.3(1), WHOLE-HOUSE MECHANICAL VENTILATION AIRFLOW RATE
|  | Greater than | and Less than or equal | 1 | 3 | 5 | 7
| 1 | 0 | 500 | 30 | 40 | 45 | 55 | 60 | 0
| 2 | 500 | 1000 | 45 | 55 | 60 | 70 | 75 | 0
| 3 | 1000 | 1500 | 60 | 70 | 75 | 85 | 90 | 0
| 4 | 1500 | 2000 | 75 | 85 | 90 | 100 | 105 | 0
| 5 | 2000 | 2500 | 90 | 100 | 105 | 115 | 120 | 5
| 6 | 2500 | 3000 | 105 | 115 | 120 | 130 | 135 | 0
| 7 | 3000 | 3500 | 120 | 130 | 135 | 145 | 150 | 0
| 8 | 3500 | 9999999 | 135 | 145 | 150 | 160 | 165 | 0
|  |  | column test | 0 | 2 | 0 | 0 | 0
IRC, TABLE M1505.4.3(1), WHOLE-HOUSE MECHANICAL VENTILATION AIRFLOW RATE
|  |  | Column Offset | 3
|  |  | Row Offset | 5
|  |  | Continuous Ventilation Requirement | 55
|  |  | Ventilation Quality Adjustment, Cs | 1.25
|  |  | Fan Size | 68.75
|  |  |  | 1 | 2 | 3 | 4 | 5
|  | IRC, TABLE M1505.4.3(1), WHOLE-HOUSE MECHANICAL VENTILATION AIRFLOW RATE | Error 6: row test
|  |  |  | 0 | 2 | 3 | 4 | 5
|  | Greater than | and Less than or equal | 1 | 2 | 3 | 4
| 1 | 0 | 500 | 30 | 30 | 35 | 45 | 50 | 0
| 2 | 500 | 1000 | 30 | 35 | 40 | 50 | 55 | 0
| 3 | 1000 | 1500 | 30 | 40 | 45 | 55 | 60 | 0
| 4 | 1500 | 2000 | 35 | 45 | 50 | 60 | 65 | 0
| 5 | 2000 | 2500 | 40 | 50 | 55 | 65 | 70 | 5
| 6 | 2500 | 3000 | 45 | 55 | 60 | 70 | 75 | 0
| 7 | 3000 | 3500 | 50 | 60 | 65 | 75 | 80 | 0
| 8 | 3500 | 4000 | 55 | 65 | 70 | 80 | 85 | 0
| 9 | 4000 | 4500 | 60 | 70 | 75 | 85 | 90 | 0
| 10 | 4500 | 5000 | 65 | 75 | 80 | 90 | 95 | 0
| 11 | 5000 | 99999999 | 65 | 75 | 80 | 90 | 95 | 0
|  |  | column test | 0 | 0 | 3 | 0 | 0
IRC, TABLE M1505.4.3(2) & IMC Table 403.4.3
|  |  | Is the system Balanced? |  | 1
|  |  | Is the system Distributed? | Not Distributed | 3
|  |  | DropDown_Balanced | Cs from Table M1505.4.3(2)
|  | DropDown_Distribution | 1: Distributed; 2: Not Distributed
|  |  | Balanced | 1 | 1.25
|  |  | Unbalanced | 1.25 | 1.5
|  |  |  | Distributed | Not Distributed
|  |  | Balanced | 1 | 1.25
|  |  | Selected Cs | 1.25
TEST if duct testing is required.
|  |  | 2018 Is duct testing required? | Yes
|  |  | 2021 Is duct testing required? | Yes
|  |  | Selected: is duct testing Required? | Yes
|  |  | Existing Construction Exceptions | WSEC 2018 | WSEC 2021 |  | DropDown_YesNoNA
|  |  | Are ducts systems documented to have been previously sealed as confirmed through field verification and diagnostic testing per RS-33? | 0 | 0
|  |  | Is there less than 40 linear feet in unconditioned spaces? (not excepted under WSEC 2021) | 0 |  |  | Yes
|  |  | Are existing duct systems constructed, insulated or sealed with asbestos? | 0 | 0 |  | No
|  |  | Is the project an Addition less than 750 sf of conditioned floor area? | 0 | 0 |  | NA
|  |  | Total (zero for new construction) | 0 | 0
|  |  | Selected Exceptions | 0
Leakage Standard Levels for ducts outside conditioned space
|  |  | Upper | 0.04 | CFM25 per sq. ft. |  | Changed back to 0.03 and 0.04 from double this. See email exchange with Jonathan on May 9, 2023.
|  |  | Lower | 0.03 | CFM25 per sq. ft.
|  |  | Selected for unconditioned space | 0.04
|  |  | Leakage Standard Levels for conditioned space | 0.08 | CFM25 per sq. ft. |  | 0.04
|  |  | Selected | 0.04
|  |  | Is WSEC 2018 and Option 4.1 taken? | No
|  |  | Option 4 | 0 | 2021 | 2018
|  |  | Option 4 Error Messages |  | 4.1 | 4.2
|  |  | Duct or Distribution System Location | Unconditioned Space | 0 | 0
|  |  | Air Handler or Boiler Location | Unconditioned Space | 0 | 0
|  |  | Message | Ducts
|  |  | Message | Ducts
|  |  | Message | Air Handler
|  |  | Concatenated message |  | - | -
|  |  | SELECTED message |  | -
BELOW GRADE WALL AND SLAB CALCULATIONS | bar: 2021 to Error 6
DropDown_SlabDepths
2' depth
3.5' depth
7' depth
PROPOSED DESIGN - U and F values
|  |  | Description from Group R | Depth | Search String | Proposed Design | Wall U | Slab F
|  | 1 | 0 | 0 |  | #N/A | #N/A | #N/A
|  | 2 | 0 | 0 |  | #N/A | #N/A | #N/A
|  | 3 | 0 | 0 |  | #N/A | #N/A | #N/A
|  | 4 | 0 | 0 |  | #N/A | #N/A | #N/A
BASELINE DESIGN -- U and F values
|  |  | Description from Group R | Depth | Search String | BAseline Design | Wall U | Slab F
|  | 1 | 0 | 0 |  | #N/A | #N/A | #N/A
|  | 2 | 0 | 0 |  | #N/A | #N/A | #N/A
|  | 3 | 0 | 0 |  | #N/A | #N/A | #N/A
|  | 4 | 0 | 0 |  | #N/A | #N/A | #N/A
CODE BASELINE -- U and F values
|  |  | Code Baseline | Depth | Search String | BAseline Design | Wall U | Slab F | Area | Perim | UA | FP
|  | 1 | 2021: R21 Batt w/TB; 1: 0; 3: #N/A
|  | 2 | 2021: R21 Batt w/TB; 1: 0; 3: #N/A
|  | 3 | 2021: R21 Batt w/TB; 1: 0; 3: #N/A
|  | 4 | 2021: R21 Batt w/TB; 1: 0; 3: #N/A
|  |  | 0 7: Weighted Averages | N/A | N/A
WSEC 2021
R21 Batt w/TB
WSEC 2018
R21 Batt w/TB
Note on AM2: Benjamin Hannas: These are only the initial values. In the code, SEEM should be run twice to get the proper sizing.
Note on AN2: Benjamin Hannas: These are only the initial values. In the code, SEEM should be run twice to get the proper sizing.
Note on CJ2: Benjamin Hannas: For now, this just needs to be 1500, 5000, or 9999, based on max sqft categories from wa options table
Note on K4: Resuts tests for: Are UA reduction and credit requirements met? For U-factor path, do all U-factors meet requirements of Table R402.1.2? -------------- For user-defined baseline, the result is not automatically calculated. Contact WSUEP for guidance. User-defined baseline is most commonly used for additions with a trade-off with existing building to meet UA and energy credits. In short, * %UA reduction is relative to UA of addition. * Enter Baseline Design as: --- For addition components, enter code baseline meeting U-values in Table R402.1.2. --- For existing component to be traded off, enter its "as is". For example if the existing home has an attic insulated to R30 that will be upgraded to meet credits, enter an R30 attic in baseline.
Note on E17: What code compliance pathway are you using?” – Your answer to this question changes the baseline that your design is compared to. • Select Prescriptive path compliance with Option 1 if you are using the prescriptive path to meet WSEC requirements per Section R402.1. Your design is compared to the code baseline summarized in Table R402.1.1. Baseline and proposed window areas are equal. Input areas open for exempt window and door areas. • Select User-Defined Baseline only for additions and remodels/alterations. In conjunction with system design information, this calculator may be used to determine if the alteration or repair uses "no more energy than the existing building or structure prior to the alteration or repair", per Section R503.1. • Select Total UA Alternative, Whole Building Trade Off Analysis if you are using the “Total UA alternative” method of code compliance per Section R402.1.4. Your design is compared to the code targets summarized in Table R402.1.1. The maximum baseline window area for comparison is 15% of the floor area. • Select Complete Tables 406.2 and 406.3 Only if you would like to fill out and print Table R406.2 for (2015 and 2018) and Table R406.3 (for 2018 only)
Note on E18: “Project Building Type” -- Thermal envelope requirements for “New Construction” are per WSEC Section 4. Requirements for “Additions” are per Section R502 and requirements for “Alterations” are per Section R503. • Addition is defined as an extension or increase in the conditioned space floor area or height of a building or structure. • Alteration is defined as any construction, retrofit or renovation to an existing structure other than repair or addition that requires a permit.
Note on E21: Classification is determined from floor area and project type per WSEC Section R406 Enter floor area below.
Note on G65: Conditioned Floor Area: Enter the conditioned floor area of the building. Also See WSEC Chapter 2 Definition: Gross Conditioned Floor Area. Used to calculate the target glazing area.
Note on U65: Conditioned Floor Area: Enter the conditioned floor area of the building. Also See WSEC Chapter 2 Definition: Gross Conditioned Floor Area. Used to calculate the target glazing area.
Note on G66: Classification is determined from floor area and project type per WSEC Section R406
Note on K71: Width and Height. Enter the dimensions of the rough opening for each door product.
Note on Z71: Width and Height. Enter the dimensions of the rough opening for each door product.
Note on E72: Component Description: Exterior Doors - Use the pull down menu to select the component description that matches the design. The results will be displayed in the component description, Ref, and Door U columns. - It is recommended that you obtain descriptions and U-factors from the product manufacturer, Enter this data in the WSECLibrary.xls file. Only use the defaults when manufacturer data is not available.
Note on H72: Qt. Quantity
Note on T72: Component Description: Exterior Doors - Use the pull down menu to select the component description that matches the design. The results will be displayed in the component description, Ref, and Door U columns. - It is recommended that you obtain descriptions and U-factors from the product manufacturer, Enter this data in the WSECLibrary.xls file. Only use the defaults when manufacturer data is not available.
Note on W72: Qt. Quantity
Note on K89: Width and Height. Enter the dimensions of the rough opening for each glazing product.
Note on Z89: Width and Height. Enter the dimensions of the rough opening for each glazing product.
Note on E90: Component Description: Overhead Glazing - Use the pull down menu to select the component description that matches the design. The results will be displayed in the component description, Ref, and Glazing U columns. - For glazing, it is recommended that you obtain NFRC test data from the glazing supplier. Enter this data in the WSECLibrary.xls file. Only use Appendix A when manufacturer data is not available.
Note on T90: Component Description: Overhead Glazing - Use the pull down menu to select the component description that matches the design. The results will be displayed in the component description, Ref, and Glazing U columns. - For glazing, it is recommended that you obtain NFRC test data from the glazing supplier. Enter this data in the WSECLibrary.xls file. Only use Appendix A when manufacturer data is not available.
Note on K101: Width and Height. Enter the dimensions of the rough opening for each glazing product.
Note on Z101: Width and Height. Enter the dimensions of the rough opening for each glazing product.
Note on D102: Plan ID: Enter information that will help identify the component on the plans. For example, plan page, section number or schedule ID.
Note on E102: Component Description: - Use the pull down menu to select the component description that matches the design. The results will be displayed in the component description, Ref, and Glazing U columns. - For glazing, it is recommended that you obtain NFRC test data from the glazing supplier. Only use the Appendix A defaults if manufacturer data is not available. Enter this data in the WSECLibrary.xls file.
Note on S102: Plan ID: Enter information that will help identify the component on the plans. For example, plan page, section number or schedule ID.
Note on T102: Component Description: - Use the pull down menu to select the component description that matches the design. The results will be displayed in the component description, Ref, and Glazing U columns. - For glazing, it is recommended that you obtain NFRC test data from the glazing supplier. Only use the Appendix A defaults if manufacturer data is not available. Enter this data in the WSECLibrary.xls file.
Note on M170: Area: Enter the ceiling area located under attics, Measure to the outside dimension of the wall. See WSEC Chapter 2 definition, "Gross Roof/Ceiling Area" for complete definition.
Note on AB170: Area: Enter the ceiling area located under attics, Measure to the outside dimension of the wall. See WSEC Chapter 2 definition, "Gross Roof/Ceiling Area" for complete definition.
Note on E171: Component Description: Attic Use the pull down menu to select the component description that matches the design. The results will be displayed in the component description, Ref, and U columns. Read the component descriptions in Appenxix A of the WSEC. Select the description that matches the proposed design for the component.
Note on T171: Component Description: Attic Use the pull down menu to select the component description that matches the design. The results will be displayed in the component description, Ref, and U columns. Read the component descriptions in Appenxix A of the WSEC. Select the description that matches the proposed design for the component.
Note on M181: Net Area: Enter the wall area. Measure using the outside dimension of the wall. Subtract the door and window area from each wall to determine net area.
Note on AB181: Net Area: Enter the wall area. Measure using the outside dimension of the wall. Subtract the door and window area from each wall to determine net area.
Note on E182: Component Description: Walls Above Grade -Use the pull down menu to select the component description that matches the design. The results will be displayed in the component description, Ref, and U columns. - Read the component descriptions in Appendix A of the WSEC. Select the description that matches the proposed design for the component.
Note on T182: Component Description: Walls Above Grade -Use the pull down menu to select the component description that matches the design. The results will be displayed in the component description, Ref, and U columns. - Read the component descriptions in Appendix A of the WSEC. Select the description that matches the proposed design for the component.
Note on L192: Gross Wall Area is the net wall area plus the areas of vertical glazing and doors
Note on AA192: Gross Wall Area is the net wall area plus the areas of vertical glazing and doors
Note on M197: Area: Enter the net wall area. Measure to the outside dimension. See WSEC Chapter 2 definition, "Gross Floor Area" for complete definition.
Note on AB197: Area: Enter the net wall area. Measure to the outside dimension. See WSEC Chapter 2 definition, "Gross Floor Area" for complete definition.
Note on E198: Component Description: Floor Use the pull down menu to select the component description that matches the design. The results will be displayed in the component description, Ref, and U columns. -Read the component descriptions in Appendix A of the WSEC. Select the description that matches the proposed design for the component.
Note on T198: Component Description: Floor Use the pull down menu to select the component description that matches the design. The results will be displayed in the component description, Ref, and U columns. -Read the component descriptions in Appendix A of the WSEC. Select the description that matches the proposed design for the component.
Note on M208: Slab-on-Grade Perimeter: Enter the length of the slab perimeter, measured from the exterior dimension.
Note on E209: Component Description: Slab on Grade - Use the pull down menu to select the component description that matches the design. The results will be displayed in the component description, Ref, and F columns. - Read the component descriptions in Appendix A of the WSEC. Select the description that matches the proposed design for the component.
Note on T209: Component Description: Slab on Grade - Use the pull down menu to select the component description that matches the design. The results will be displayed in the component description, Ref, and F columns. - Read the component descriptions in Appendix A of the WSEC. Select the description that matches the proposed design for the component.
Note on AB209: Slab-on-Grade Perimeter: Enter the length of the slab perimeter, measured from the exterior dimension.
Note on M219: Slab-on-Grade Perimeter: Enter the length of the slab perimeter, measured from the exterior dimension.
Note on E220: Component Description: Below Grade Wall and Slab, insulated on the interior. - Use the pull down menu to select the component description that matches the design. The results will be displayed in the component description, Ref, and F column. - Read the component descriptions in Appendix A of the WSEC. Select the description that matches the proposed design for the component.
Note on F220: Below-Grade-Slab Depth: Enter the nearest depth of the slab -- 2, 3.5 or 7 feet deep.
Note on I220: Below-Grade-Wall Area: Enter the net wall area. Measure to the outside dimension. See WSEC Chapter 2 definition, "Below Grade Walls "for complete definition. Below-grade wall U-factors are only valid when used with the accompanying below-grade slab F-factor, and vice versa.
Note on T220: Component Description: Below Grade Wall and Slab, insulated on the interior. - Use the pull down menu to select the component description that matches the design. The results will be displayed in the component description, Ref, and F column. - Read the component descriptions in Appendix A of the WSEC. Select the description that matches the proposed design for the component.
Note on U220: Below-Grade-Slab Depth: Enter the nearest depth of the slab -- 2, 3.5 or 7 feet deep.
Note on X220: Below-Grade-Wall Area: Enter the net wall area. Measure to the outside dimension. See WSEC Chapter 2 definition, "Below Grade Walls "for complete definition. Below-grade wall U-factors are only valid when used with the accompanying below-grade slab F-factor, and vice versa.
Note on AB220: Below-Grade-Slab Perimeter: Enter the length of the slab perimeter, measured from the exterior dimension. Below-grade wall U-factors are only valid when used with the accompanying below-grade slab F-factor, and vice versa.
Note on E245: BALANCED WHOLE-HOUSE VENTILATION. Balanced whole-house ventilation is defined as any combination of concurrently operating residential unit mechanical exhaust and mechanical supply whereby the total mechanical exhaust airflow rate is within 10% or 5 cfm, whichever is greater, of the total mechanical supply airflow rate. Intermittent dryer exhaust, intermittent range hood exhaust, and intermittent toilet room exhaust airflow rates above the residential dwelling or sleeping unit minimum ventilation rate are exempt from the balanced airflow calculation.
Note on E246: DISTRIBUTED WHOLE-HOUSE VENTILATION. A whole-house ventilation system shall be considered distributed when it supplies outdoor air directly (not transfer air) to each dwelling or sleeping unit habitable space (living room, den, office, interior adjoining spaces or bedroom), and exhausts air from all kitchens and bathrooms directly outside.
Note on D271: For prelimiary sizing for plan review only: * This calculator only sizes central heating systems; it will not accurately size cooling systems. * Does not acurrately size heat pumps. * Does not accurately size zonal systems * Work with your licensed HVAC contractor and/or heat pump manufacturer to ensure proper sizing.
Note on I592: 0.5 credit for each 1200kWh of electrical generation provided annually, up to 3 credits max. Please refer to full requirements in table R406.2
Go to Custom Input
Go to Custom Input
Go to Custom Input
Go to Custom Input
Go to Custom Input
Go to Custom Input
Go to Custom Input
Go to Custom Input
Print
Select Printer/Set Up Print
Adjust Page Breaks

## Vertical Glazing (hidden)
WSU Code Compliance Calculator - WSEC 2015 &2018 |  |  |  |  | (C) 2020
Vertical Glazing Database
Index | Component Description | Reference | Glazing U
1
2 | === Most Frequently Used =========
3 | 1gl Wood/Vinyl Clear | 10-6A | 1.2
4 | 2gl Wood/vinyl, Low-e2 ½" | 10-6B | 0.4
5 | 3gl Wood/vinyl, Low-e2 ½" + argon (Code Baseline) | 10-6B | 0.3
6 | 3gl Wood/vinyl, Low-e1 ½" + argon | 10-6B | 0.29
7 | U=0.30 (Code Baseline) | Table 406.2 / 406.3 | 0.3
8 | U=0.29 |  | 0.29
9 | U=0.28 (2018 1.3, 1.7) | Table 406.2 / 406.3 | 0.28
10 | U=0.27 |  | 0.27 | Added Dec 2021
11 | U=0.25 (2021 1.2; 2018 1.4) | Table 406.2 / 406.3 | 0.25
12 | U=0.24 (2018 1.1) | Table 406.2 / 406.3 | 0.24
13 | U=0.22 (2021 1.1; 2018 1.5) | Table 406.2 / 406.3 | 0.22
14 | U=0.20 (2018 1.2) | Table 406.2 / 406.3 | 0.2 | Corrected Dec 2021
15 | U=0.18 (2021 1.3, 1.4; 2018 1.6) | Table 406.2 / 406.3 | 0.18
16 | Default Metal, Single Pane | Table R303.1.3(1) | 1.2
17 | Default Metal, Double Pane | Table R303.1.3(1) | 0.8
18 | Default Metal w/TB, Single Pane | Table R303.1.3(1) | 2.2
19 | Default Metal w/TB, Double Pane | Table R303.1.3(1) | 0.65
20 | Default Nonmetal or Metal Clad, Single Pane | Table R303.1.3(1) | 0.95
21 | Default Nonmetal or Metal Clad, Double Pane | Table R303.1.3(1) | 0.55
22 | Default Glazed Block | Table R303.1.3(1) | 0.6
23 | 2021 U-factor Baseline (Table R402.1.2) | Table R402.1.2 | 0.3
24 | =============================
25 | 1gl Wood/Vinyl Clear | 10-6A | 1.2
26 | 2gl Wood/Vinyl Clear <1/2" spacer | 10-6A | 0.63
27 | 2gl Wood/Vinyl Clear+Argon <1/2"spacer | 10-6A | 0.6
28 | 2gl Wood/Vinyl LowE <1/2"spacer | 10-6A | 0.58
29 | 2gl Wood/Vinyl LowE+Argon <1/2"spacer | 10-6A | 0.53
30 | 2gl Wood/Vinyl Clear ≥1/2"spacer | 10-6A | 0.58
31 | 2gl Wood/Vinyl Clear+Argon ≥1/2"spacer | 10-6A | 0.55
32 | 2gl Wood/Vinyl LowE ≥1/2"spacer | 10-6A | 0.51
33 | 2gl Wood/Vinyl LowE+Argon ≥1/2"spacer | 10-6A | 0.48
34 | 3gl Wood/Vinyl Clear | 10-6A | 0.43
35 | 3gl Wood/Vinyl Clear+Argon | 10-6A | 0.41
36 | 3gl Wood/Vinyl LowE | 10-6A | 0.4
37 | 3gl Wood/Vinyl LowE+Argon | 10-6A | 0.37
38 | 1gl Garden Wood/Vinyl Clear | 10-6A | 2.31
39 | 2gl Garden Wood/Vinyl Clear | 10-6A | 1.61
40 | 2gl Garden Wood/Vinyl Clear+Argon | 10-6A | 1.56
41 | 2gl Garden Wood/Vinyl LowE+Argon | 10-6A | 1.54
42 | 2gl Garden Wood/Vinyl LowE+Argon | 10-6A | 1.47
43 | 1gl Alum with TB Clear | 10-6A | 1.2
44 | 2gl Alum with TB Clear <1/2" spacer | 10-6A | 0.75
45 | 2gl Alum with TB Clear+Argon <1/2"spacer | 10-6A | 0.71
46 | 2gl Alum with TB LowE <1/2"spacer | 10-6A | 0.69
47 | 2gl Alum with TB LowE+Argon <1/2"spacer | 10-6A | 0.62
48 | 2gl Alum with TB Clear ≥1/2"spacer | 10-6A | 0.69
49 | 2gl Alum with TB Clear+Argon ≥1/2"spacer | 10-6A | 0.67
50 | 2gl Alum with TB LowE ≥1/2"spacer | 10-6A | 0.61
51 | 2gl Alum with TB LowE+Argon ≥1/2"spacer | 10-6A | 0.58
52 | 3gl Alum with TB Clear | 10-6A | 0.53
53 | 3gl Alum with TB Clear+Argon | 10-6A | 0.52
54 | 3gl Alum with TB LowE | 10-6A | 0.49
55 | 3gl Alum with TB LowE+Argon | 10-6A | 0.47
56 | 1gl Aluminum Clear | 10-6A | 1.2
57 | 2gl Aluminum Clear <1/2" spacer | 10-6A | 0.92
58 | 2gl Aluminum Clear+Argon <1/2"spacer | 10-6A | 0.87
59 | 2gl Aluminum LowE <1/2"spacer | 10-6A | 0.85
60 | 2gl Aluminum LowE+Argon <1/2"spacer | 10-6A | 0.79
61 | 2gl Aluminum Clear ≥1/2"spacer | 10-6A | 0.86
62 | 2gl Aluminum Clear+Argon ≥1/2"spacer | 10-6A | 0.83
63 | 2gl Aluminum LowE ≥1/2"spacer | 10-6A | 0.78
64 | 2gl Aluminum LowE+Argon ≥1/2"spacer | 10-6A | 0.75
65 | 3gl Aluminum Clear | 10-6A | 0.7
66 | 3gl Aluminum Clear+Argon | 10-6A | 0.69
67 | 3gl Aluminum LowE | 10-6A | 0.67
68 | 3gl Aluminum LowE+Argon | 10-6A | 0.63
69 | 1gl Garden Aluminum Clear | 10-6A | 2.6
70 | 2gl Garden Aluminum Clear | 10-6A | 1.81
71 | 2gl Garden Aluminum Clear+Argon | 10-6A | 1.76
72 | 2gl Garden Aluminum LowE+Argon | 10-6A | 1.73
73 | 2gl Garden Aluminum LowE+Argon | 10-6A | 1.64
74 | Glass Block | 10-6A | 0.51
75 | 2gl Alum clad wood, Clear ¼" | 10-6B | 0.59
76 | 2gl Alum clad wood, Clear ¼" + argon | 10-6B | 0.56
77 | 2gl Alum clad wood, Low-e4 ¼" | 10-6B | 0.54
78 | 2gl Alum clad wood, Low-e2 ¼" | 10-6B | 0.51
79 | 2gl Alum clad wood, Low-e1 ¼" | 10-6B | 0.49
80 | 2gl Alum clad wood, Low-e4 ¼" + argon | 10-6B | 0.49
81 | 2gl Alum clad wood, Low-e2 ¼" + argon | 10-6B | 0.46
82 | 2gl Alum clad wood, Low-e1 ¼" + argon | 10-6B | 0.43
83 | 2gl Alum clad wood, Clear 3/8" | 10-6B | 0.57
84 | 2gl Alum clad wood, Clear 3/8" + argon | 10-6B | 0.54
85 | 2gl Alum clad wood, Low-e4 3/8" | 10-6B | 0.51
86 | 2gl Alum clad wood, Low-e2 3/8" | 10-6B | 0.48
87 | 2gl Alum clad wood, Low-e1 3/8" | 10-6B | 0.46
88 | 2gl Alum clad wood, Low-e4 3/8" + argon | 10-6B | 0.47
89 | 2gl Alum clad wood, Low-e2 3/8" + argon | 10-6B | 0.44
90 | 2gl Alum clad wood, Low-e1 3/8" + argon | 10-6B | 0.41
91 | 2gl Alum clad wood, Clear ½" | 10-6B | 0.54
92 | 2gl Alum clad wood, Clear ½" + argon | 10-6B | 0.51
93 | 2gl Alum clad wood, Low-e4 ½" | 10-6B | 0.47
94 | 2gl Alum clad wood, Low-e2 ½" | 10-6B | 0.44
95 | 2gl Alum clad wood, Low-e1 ½" | 10-6B | 0.42
96 | 2gl Alum clad wood, Low-e4 ½" + argon | 10-6B | 0.44
97 | 2gl Alum clad wood, Low-e2 ½" + argon | 10-6B | 0.4
98 | 2gl Alum clad wood, Low-e1 ½" + argon | 10-6B | 0.38
99 | 3gl Alum clad wood, Clear ¼" | 10-6B | 0.44
100 | 3gl Alum clad wood, Clear ¼" + argon | 10-6B | 0.42
101 | 3gl Alum clad wood, Low-e4 ¼" | 10-6B | 0.4
102 | 3gl Alum clad wood, Low-e2 ¼" | 10-6B | 0.41
103 | 3gl Alum clad wood, Low-e1 ¼" | 10-6B | 0.4
104 | 3gl Alum clad wood, Low-e4 ¼" + argon | 10-6B | 0.39
105 | 3gl Alum clad wood, Low-e2 ¼" + argon | 10-6B | 0.37
106 | 3gl Alum clad wood, Low-e1 ¼" + argon | 10-6B | 0.36
107 | 3gl Alum clad wood, Clear ½" | 10-6B | 0.4
108 | 3gl Alum clad wood, Clear ½" + argon | 10-6B | 0.38
109 | 3gl Alum clad wood, Low-e4 ½" | 10-6B | 0.37
110 | 3gl Alum clad wood, Low-e2 ½" | 10-6B | 0.35
111 | 3gl Alum clad wood, Low-e1 ½" | 10-6B | 0.33
112 | 3gl Alum clad wood, Low-e4 ½" + argon | 10-6B | 0.35
113 | 3gl Alum clad wood, Low-e2 ½" + argon | 10-6B | 0.32
114 | 3gl Alum clad wood, Low-e1 ½" + argon | 10-6B | 0.31
115 | 2gl Wood/vinyl, Clear ¼" | 10-6B | 0.56
116 | 2gl Wood/vinyl, Clear ¼" + argon | 10-6B | 0.53
117 | 2gl Wood/vinyl, Low-e4 ¼" | 10-6B | 0.52
118 | 2gl Wood/vinyl, Low-e2 ¼" | 10-6B | 0.49
119 | 2gl Wood/vinyl, Low-e1 ¼" | 10-6B | 0.47
120 | 2gl Wood/vinyl, Low-e4 ¼" + argon | 10-6B | 0.47
121 | 2gl Wood/vinyl, Low-e2 ¼" + argon | 10-6B | 0.43
122 | 2gl Wood/vinyl, Low-e1 ¼" + argon | 10-6B | 0.41
123 | 2gl Wood/vinyl, Clear 3/8" | 10-6B | 0.54
124 | 2gl Wood/vinyl, Clear 3/8" + argon | 10-6B | 0.51
125 | 2gl Wood/vinyl, Low-e4 3/8" | 10-6B | 0.48
126 | 2gl Wood/vinyl, Low-e2 3/8" | 10-6B | 0.45
127 | 2gl Wood/vinyl, Low-e1 3/8" | 10-6B | 0.43
128 | 2gl Wood/vinyl, Low-e4 3/8" + argon | 10-6B | 0.44
129 | 2gl Wood/vinyl, Low-e2 3/8" + argon | 10-6B | 0.41
130 | 2gl Wood/vinyl, Low-e1 3/8" + argon | 10-6B | 0.39
131 | 2gl Wood/vinyl, Clear ½" | 10-6B | 0.5
132 | 2gl Wood/vinyl, Clear ½" + argon | 10-6B | 0.48
133 | 2gl Wood/vinyl, Low-e4 ½" | 10-6B | 0.44
134 | 2gl Wood/vinyl, Low-e2 ½" | 10-6B | 0.4
135 | 2gl Wood/vinyl, Low-e1 ½" | 10-6B | 0.35
136 | 2gl Wood/vinyl, Low-e4 ½" + argon | 10-6B | 0.42
137 | 2gl Wood/vinyl, Low-e2 ½" + argon | 10-6B | 0.37
138 | 2gl Wood/vinyl, Low-e1 ½" + argon | 10-6B | 0.35
139 | 3gl Wood/vinyl, Clear ¼" | 10-6B | 0.42
140 | 3gl Wood/vinyl, Clear ¼" + argon | 10-6B | 0.39
141 | 3gl Wood/vinyl, Low-e4 ¼" | 10-6B | 0.4
142 | 3gl Wood/vinyl, Low-e2 ¼" | 10-6B | 0.39
143 | 3gl Wood/vinyl, Low-e1 ¼" | 10-6B | 0.38
144 | 3gl Wood/vinyl, Low-e4 ¼" + argon | 10-6B | 0.37
145 | 3gl Wood/vinyl, Low-e2 ¼" + argon | 10-6B | 0.34
146 | 3gl Wood/vinyl, Low-e1 ¼" + argon | 10-6B | 0.34
147 | 3gl Wood/vinyl, Clear ½" | 10-6B | 0.37
148 | 3gl Wood/vinyl, Clear ½" + argon | 10-6B | 0.36
149 | 3gl Wood/vinyl, Low-e4 ½" | 10-6B | 0.35
150 | 3gl Wood/vinyl, Low-e2 ½" | 10-6B | 0.32
151 | 3gl Wood/vinyl, Low-e1 ½" | 10-6B | 0.31
152 | 3gl Wood/vinyl, Low-e4 ½" + argon | 10-6B | 0.32
153 | 3gl Wood/vinyl, Low-e2 ½" + argon | 10-6B | 0.3
154 | 3gl Wood/vinyl, Low-e1 ½" + argon | 10-6B | 0.29
155 | 2gl Alum with TB, Clear ¼" | 10-6B | 0.66
156 | 2gl Alum with TB, Clear ¼" + argon | 10-6B | 0.63
157 | 2gl Alum with TB, Low-e4 ¼" | 10-6B | 0.61
158 | 2gl Alum with TB, Low-e2 ¼" | 10-6B | 0.58
159 | 2gl Alum with TB, Low-e1 ¼" | 10-6B | 0.55
160 | 2gl Alum with TB, Low-e4 ¼" + argon | 10-6B | 0.55
161 | 2gl Alum with TB, Low-e2 ¼" + argon | 10-6B | 0.52
162 | 2gl Alum with TB, Low-e1 ¼" + argon | 10-6B | 0.5
163 | 2gl Alum with TB, Clear 3/8" | 10-6B | 0.63
164 | 2gl Alum with TB, Clear 3/8" + argon | 10-6B | 0.6
165 | 2gl Alum with TB, Low-e4 3/8" | 10-6B | 0.57
166 | 2gl Alum with TB, Low-e2 3/8" | 10-6B | 0.54
167 | 2gl Alum with TB, Low-e1 3/8" | 10-6B | 0.51
168 | 2gl Alum with TB, Low-e4 3/8" + argon | 10-6B | 0.53
169 | 2gl Alum with TB, Low-e2 3/8" + argon | 10-6B | 0.49
170 | 2gl Alum with TB, Low-e1 3/8" + argon | 10-6B | 0.47
171 | 2gl Alum with TB, Clear ½" | 10-6B | 0.6
172 | 2gl Alum with TB, Clear ½" + argon | 10-6B | 0.58
173 | 2gl Alum with TB, Low-e4 ½" | 10-6B | 0.53
174 | 2gl Alum with TB, Low-e2 ½" | 10-6B | 0.5
175 | 2gl Alum with TB, Low-e1 ½" | 10-6B | 0.47
176 | 2gl Alum with TB, Low-e4 ½" + argon | 10-6B | 0.5
177 | 2gl Alum with TB, Low-e2 ½" + argon | 10-6B | 0.46
178 | 2gl Alum with TB, Low-e1 ½" + argon | 10-6B | 0.43
179 | 3gl Alum with TB, Clear ¼" | 10-6B | 0.52
180 | 3gl Alum with TB, Clear ¼" + argon | 10-6B | 0.49
181 | 3gl Alum with TB, Low-e4 ¼" | 10-6B | 0.5
182 | 3gl Alum with TB, Low-e2 ¼" | 10-6B | 0.48
183 | 3gl Alum with TB, Low-e1 ¼" | 10-6B | 0.47
184 | 3gl Alum with TB, Low-e4 ¼" + argon | 10-6B | 0.46
185 | 3gl Alum with TB, Low-e2 ¼" + argon | 10-6B | 0.43
186 | 3gl Alum with TB, Low-e1 ¼" + argon | 10-6B | 0.42
187 | 3gl Alum with TB, Clear ½" | 10-6B | 0.46
188 | 3gl Alum with TB, Clear ½" + argon | 10-6B | 0.45
189 | 3gl Alum with TB, Low-e4 ½" | 10-6B | 0.43
190 | 3gl Alum with TB, Low-e2 ½" | 10-6B | 0.41
191 | 3gl Alum with TB, Low-e1 ½" | 10-6B | 0.39
192 | 3gl Alum with TB, Low-e4 ½" + argon | 10-6B | 0.41
193 | 3gl Alum with TB, Low-e2 ½" + argon | 10-6B | 0.38
194 | 3gl Alum with TB, Low-e1 ½" + argon | 10-6B | 0.37
195 | 2gl Aluminum, Clear ¼" | 10-6B | 0.82
196 | 2gl Aluminum, Clear ¼" + argon | 10-6B | 0.77
197 | 2gl Aluminum, Low-e4 ¼" | 10-6B | 0.76
198 | 2gl Aluminum, Low-e2 ¼" | 10-6B | 0.73
199 | 2gl Aluminum, Low-e1 ¼" | 10-6B | 0.7
200 | 2gl Aluminum, Low-e4 ¼" + argon | 10-6B | 0.7
201 | 2gl Aluminum, Low-e2 ¼" + argon | 10-6B | 0.66
202 | 2gl Aluminum, Low-e1 ¼" + argon | 10-6B | 0.64
203 | 2gl Aluminum, Clear 3/8" | 10-6B | 0.78
204 | 2gl Aluminum, Clear 3/8" + argon | 10-6B | 0.75
205 | 2gl Aluminum, Low-e4 3/8" | 10-6B | 0.72
206 | 2gl Aluminum, Low-e2 3/8" | 10-6B | 0.69
207 | 2gl Aluminum, Low-e1 3/8" | 10-6B | 0.66
208 | 2gl Aluminum, Low-e4 3/8" + argon | 10-6B | 0.68
209 | 2gl Aluminum, Low-e2 3/8" + argon | 10-6B | 0.63
210 | 2gl Aluminum, Low-e1 3/8" + argon | 10-6B | 0.61
211 | 2gl Aluminum, Clear ½" | 10-6B | 0.75
212 | 2gl Aluminum, Clear ½" + argon | 10-6B | 0.72
213 | 2gl Aluminum, Low-e4 ½" | 10-6B | 0.68
214 | 2gl Aluminum, Low-e2 ½" | 10-6B | 0.64
215 | 2gl Aluminum, Low-e1 ½" | 10-6B | 0.61
216 | 2gl Aluminum, Low-e4 ½" + argon | 10-6B | 0.65
217 | 2gl Aluminum, Low-e2 ½" + argon | 10-6B | 0.6
218 | 2gl Aluminum, Low-e1 ½" + argon | 10-6B | 0.58
219 | 3gl Aluminum, Clear ¼" | 10-6B | 0.66
220 | 3gl Aluminum, Clear ¼" + argon | 10-6B | 0.63
221 | 3gl Aluminum, Low-e4 ¼" | 10-6B | 0.64
222 | 3gl Aluminum, Low-e2 ¼" | 10-6B | 0.62
223 | 3gl Aluminum, Low-e1 ¼" | 10-6B | 0.61
224 | 3gl Aluminum, Low-e4 ¼" + argon | 10-6B | 0.6
225 | 3gl Aluminum, Low-e2 ¼" + argon | 10-6B | 0.58
226 | 3gl Aluminum, Low-e1 ¼" + argon | 10-6B | 0.57
227 | 3gl Aluminum, Clear ½" | 10-6B | 0.61
228 | 3gl Aluminum, Clear ½" + argon | 10-6B | 0.59
229 | 3gl Aluminum, Low-e4 ½" | 10-6B | 0.58
230 | 3gl Aluminum, Low-e2 ½" | 10-6B | 0.55
231 | 3gl Aluminum, Low-e1 ½" | 10-6B | 0.54
232 | 3gl Aluminum, Low-e4 ½" + argon | 10-6B | 0.55
233 | 3gl Aluminum, Low-e2 ½" + argon | 10-6B | 0.52
234 | 3gl Aluminum, Low-e1 ½" + argon | 10-6B | 0.51
235 | === Custom Entries: Use NFRC Tested U-Values ================ |  | U-Value | Notes | Your entries appear at bottom of drowdown menus on "Group R" tab
236 | MIL-A-299-00054-00001 | Custom | 0.34 | Milgard
237 | Sliding Door | Custom | 0.29
238 | window test | Custom | 1
239 | Operable Window (U-0.28) | Custom | 0.28
240 | Fixed Window (U-0.27) | Custom | 0.27
241 |  | Custom
242 |  | Custom
243 |  | Custom
244 |  | Custom
245 |  | Custom
246 |  | Custom
247 |  | Custom
248 |  | Custom
249 |  | Custom
250 |  | Custom
251 |  | Custom
252 |  | Custom
253 |  | Custom
254 |  | Custom
255 |  | Custom
256 |  | Custom
257 |  | Custom
258 |  | Custom
259 |  | Custom
260 |  | Custom
261 |  | Custom
262 |  | Custom
263 |  | Custom
264 |  | Custom
265 |  | Custom
266 |  | Custom
267 |  | Custom
268 |  | Custom
269 |  | Custom
270 |  | Custom
271 |  | Custom
272 |  | Custom
273 |  | Custom
274 |  | Custom
275 |  | Custom
276 |  | Custom
277 |  | Custom
278 |  | Custom
279 |  | Custom
280 |  | Custom
281 |  | Custom
282 |  | Custom
283 |  | Custom
284 |  | Custom
285 |  | Custom
286 |  | Custom
287 |  | Custom
288 |  | Custom
289 |  | Custom
290 |  | Custom
291 |  | Custom
292 |  | Custom
293 |  | Custom
294 |  | Custom
295 |  | Custom
296 |  | Custom
297 |  | Custom
298 |  | Custom
299 |  | Custom
300 |  | Custom
301 |  | Custom
302 |  | Custom
303 |  | Custom
304 |  | Custom
305 |  | Custom
306 |  | Custom
307 |  | Custom
308 |  | Custom
309 |  | Custom
310 |  | Custom
311 |  | Custom
312 |  | Custom
313 |  | Custom
314 |  | Custom
315 |  | Custom
316 |  | Custom
317 |  | Custom
318 |  | Custom
319 |  | Custom
320 |  | Custom
321 |  | Custom
322 |  | Custom
323 |  | Custom
324 |  | Custom
325 |  | Custom
326 |  | Custom
327 |  | Custom
328 |  | Custom
329 |  | Custom
330 |  | Custom
331 |  | Custom
332 |  | Custom
333 |  | Custom
334 |  | Custom
335 |  | Custom
336 |  | Custom
337 |  | Custom
338 |  | Custom
339 |  | Custom
340 |  | Custom
341 |  | Custom
342 |  | Custom
343 |  | Custom
344 |  | Custom
345 |  | Custom
346 |  | Custom
347 |  | Custom
348 |  | Custom
349 |  | Custom
350 |  | Custom
351 |  | Custom
352 |  | Custom
353 |  | Custom
354 |  | Custom
355 |  | Custom
356 |  | Custom
357 |  | Custom
358 |  | Custom
359 |  | Custom
360 |  | Custom
361 |  | Custom
362 |  | Custom
363 |  | Custom
364 |  | Custom
365 |  | Custom
366 |  | Custom
367 |  | Custom
368 |  | Custom
369 |  | Custom
370 |  | Custom
371 |  | Custom
372 |  | Custom
373 |  | Custom
374 |  | Custom
375 |  | Custom
376 |  | Custom
377 |  | Custom
378 |  | Custom
379 |  | Custom
380 |  | Custom
Editing Instructions:
In most cases you will not want to use the default U-Factors. Instead, contact the window manufacturer and ask for NFRC tested U-Factors for the products you will be using.
Page down to unprotected white area to begin making custom component entries.
Only white areas on the sheet can be edited.
Enter component description, Reference (Manufacturer) and NFRC certified Glazing U-factor. You may be asked to provide manufacturer U-Factor data as part of your building permit application
TABLE R303.1.3(1)
GROUP R OCCUPANCY:
DEFAULT U-FACTORS FOR VERTICAL GLAZING
TABLE R303.1.3(5)
GROUP R OCCUPANCY:
SMALL BUSINESS COMPLIANCE TABLE FOR VERTICAL GLAZING
Return to Input
Note on B6: On each data tab we have created a “Most Frequently Used” section at the top, which appears on drop down menus and includes the most commonly selected items. Most of the items in this top section are intentionally duplicates of items from the more extensive list below.

## Overhead Glazing (hidden)
WSU Code Compliance Calculator - WSEC 2015 &2018 |  |  |  |  | (C) 2020
Overhead Glazing Database
Index | Component Description | Reference | Glazing U
1
2 | === Most Frequently Used =========
3 | 1gl wood glass | 10-6E | 1.18
4 | 2gl wood, e=0.05 argon (Code Baseline) | 10-6E | 0.5
5 | 3gl wood, e=0.20 air | 10-6E | 0.47
6 | 3gl wood, e=0.20 argon | 10-6E | 0.43
7 | 3gl wood, e=0.20 on 2 surfaces air | 10-6E | 0.44
8 | 3gl wood, e=0.20 on 2 surfaces argon | 10-6E | 0.4
9 | 3gl wood, e=0.10 on 2 surfaces air | 10-6E | 0.42
10 | 3gl wood, e=0.10 on 2 surfaces argon | 10-6E | 0.38
11 | 4gl wood, e=0.10 on 2 surfaces air | 10-6E | 0.39
12 | 4gl wood, e=0.10 on 2 surfaces argon | 10-6E | 0.36
13 | 4gl wood, e=0.10 on 2 surfaces krypton | 10-6E | 0.32
14 | 4gl Alum clad wood, e=0.10 on 2 surf krypton | 10-6E | 0.48
15 | 2021 U-factor Baseline (Table R402.1.2) | Table R402.1.2 | 0.5
16 | =============================
17 | 1gl wood glass | 10-6E | 1.18
18 | 1gl wood acrylic/polycarb | 10-6E | 1.11
19 | 2gl wood clear air | 10-6E | 0.67
20 | 2gl wood clear argon | 10-6E | 0.64
21 | 2gl wood, e=0.20 air | 10-6E | 0.59
22 | 2gl wood, e=0.20 argon | 10-6E | 0.54
23 | 2gl wood, e=0.10 air | 10-6E | 0.58
24 | 2gl wood, e=0.10 argon | 10-6E | 0.52
25 | 2gl wood, e=0.05 air | 10-6E | 0.56
26 | 2gl wood, e=0.05 argon | 10-6E | 0.5
27 | 3gl wood clear air | 10-6E | 0.51
28 | 3gl wood clear argon | 10-6E | 0.48
29 | 3gl wood, e=0.20 air | 10-6E | 0.47
30 | 3gl wood, e=0.20 argon | 10-6E | 0.43
31 | 3gl wood, e=0.20 on 2 surfaces air | 10-6E | 0.44
32 | 3gl wood, e=0.20 on 2 surfaces argon | 10-6E | 0.4
33 | 3gl wood, e=0.10 on 2 surfaces air | 10-6E | 0.42
34 | 3gl wood, e=0.10 on 2 surfaces argon | 10-6E | 0.38
35 | 4gl wood, e=0.10 on 2 surfaces air | 10-6E | 0.39
36 | 4gl wood, e=0.10 on 2 surfaces argon | 10-6E | 0.36
37 | 4gl wood, e=0.10 on 2 surfaces krypton | 10-6E | 0.32
38 | 1gl Alum clad wood glass | 10-6E | 1.4
39 | 1gl Alum clad wood acrylic/polycarb | 10-6E | 1.34
40 | 2gl Alum clad wood clear air | 10-6E | 0.84
41 | 2gl Alum clad wood clear argon | 10-6E | 0.8
42 | 2gl Alum clad wood, e=0.20 air | 10-6E | 0.75
43 | 2gl Alum clad wood, e=0.20 argon | 10-6E | 0.7
44 | 2gl Alum clad wood, e=0.10 air | 10-6E | 0.74
45 | 2gl Alum clad wood, e=0.10 argon | 10-6E | 0.68
46 | 2gl Alum clad wood, e=0.05 air | 10-6E | 0.73
47 | 2gl Alum clad wood, e=0.05 argon | 10-6E | 0.66
48 | 3gl Alum clad wood clear air | 10-6E | 0.67
49 | 3gl Alum clad wood clear argon | 10-6E | 0.64
50 | 3gl Alum clad wood, e=0.20 air | 10-6E | 0.63
51 | 3gl Alum clad wood, e=0.20 argon | 10-6E | 0.59
52 | 3gl Alum clad wood, e=0.20 on 2 surf air | 10-6E | 0.6
53 | 3gl Alum clad wood, e=0.20 on 2 surf argon | 10-6E | 0.56
54 | 3gl Alum clad wood, e=0.10 on 2 surf air | 10-6E | 0.58
55 | 3gl Alum clad wood, e=0.10 on 2 surf argon | 10-6E | 0.54
56 | 4gl Alum clad wood, e=0.10 on 2 surf air | 10-6E | 0.55
57 | 4gl Alum clad wood, e=0.10 on 2 surf argon | 10-6E | 0.52
58 | 4gl Alum clad wood, e=0.10 on 2 surf krypton | 10-6E | 0.48
59 | 1gl Alum with TB glass | 10-6E | 1.51
60 | 1gl Alum with TB acrylic/polycarb | 10-6E | 1.45
61 | 2gl Alum with TB clear air | 10-6E | 0.89
62 | 2gl Alum with TB clear argon | 10-6E | 0.86
63 | 2gl Alum with TB, e=0.20 air | 10-6E | 0.8
64 | 2gl Alum with TB, e=0.20 argon | 10-6E | 0.75
65 | 2gl Alum with TB, e=0.10 air | 10-6E | 0.79
66 | 2gl Alum with TB, e=0.10 argon | 10-6E | 0.73
67 | 2gl Alum with TB, e=0.05 air | 10-6E | 0.78
68 | 2gl Alum with TB, e=0.05 argon | 10-6E | 0.71
69 | 3gl Alum with TB clear air | 10-6E | 0.7
70 | 3gl Alum with TB clear argon | 10-6E | 0.69
71 | 3gl Alum with TB, e=0.20 air | 10-6E | 0.68
72 | 3gl Alum with TB, e=0.20 argon | 10-6E | 0.63
73 | 3gl Alum with TB, e=0.20 on 2 surf air | 10-6E | 0.64
74 | 3gl Alum with TB, e=0.20 on 2 surf argon | 10-6E | 0.6
75 | 3gl Alum with TB, e=0.10 on 2 surfaces air | 10-6E | 0.62
76 | 3gl Alum with TB, e=0.10 on 2 surf argon | 10-6E | 0.58
77 | 4gl Alum with TB, e=0.10 on 2 surfaces air | 10-6E | 0.59
78 | 4gl Alum with TB, e=0.10 on 2 surf argon | 10-6E | 0.56
79 | 4gl Alum with TB, e=0.10 on 2 surf krypton | 10-6E | 0.52
80 | 1gl Aluminum glass | 10-6E | 1.58
81 | 1gl Aluminum acrylic/polycarb | 10-6E | 1.52
82 | 2gl Aluminum clear air | 10-6E | 1.05
83 | 2gl Aluminum clear argon | 10-6E | 1.02
84 | 2gl Aluminum, e=0.20 air | 10-6E | 0.96
85 | 2gl Aluminum, e=0.20 argon | 10-6E | 0.91
86 | 2gl Aluminum, e=0.10 air | 10-6E | 0.94
87 | 2gl Aluminum, e=0.10 argon | 10-6E | 0.89
88 | 2gl Aluminum, e=0.05 air | 10-6E | 0.93
89 | 2gl Aluminum, e=0.05 argon | 10-6E | 0.87
90 | 3gl Aluminum clear air | 10-6E | 0.9
91 | 3gl Aluminum clear argon | 10-6E | 0.87
92 | 3gl Aluminum, e=0.20 air | 10-6E | 0.86
93 | 3gl Aluminum, e=0.20 argon | 10-6E | 0.82
94 | 3gl Aluminum, e=0.20 on 2 surf air | 10-6E | 0.82
95 | 3gl Aluminum, e=0.20 on 2 surf argon | 10-6E | 0.79
96 | 3gl Aluminum, e=0.10 on 2 surf air | 10-6E | 0.81
97 | 3gl Aluminum, e=0.10 on 2 surf argon | 10-6E | 0.77
98 | 4gl Aluminum, e=0.10 on 2 surf air | 10-6E | 0.78
99 | 4gl Aluminum, e=0.10 on 2 surf argon | 10-6E | 0.74
100 | 4gl Aluminum, e=0.10 on 2 surf krypton | 10-6E | 0.7
101 | === Custom Entries: Use NFRC Tested Values ================ |  | U-Value | Notes | Your entries appear at bottom of drowdown menus on "Group R" tab
102 | Custom skylight | Custom | 0.25
103 | test | Custom | 1
104 |  | Custom
105 |  | Custom
106 |  | Custom
107 |  | Custom
108 |  | Custom
109 |  | Custom
110 |  | Custom
111 |  | Custom
112 |  | Custom
113 |  | Custom
114 |  | Custom
115 |  | Custom
116 |  | Custom
117 |  | Custom
118 |  | Custom
119 |  | Custom
120 |  | Custom
121 |  | Custom
122 |  | Custom
123 |  | Custom
124 |  | Custom
125 |  | Custom
126 |  | Custom
127 |  | Custom
128 |  | Custom
129 |  | Custom
130 |  | Custom
131 |  | Custom
132 |  | Custom
133 |  | Custom
134 |  | Custom
135 |  | Custom
136 |  | Custom
137 |  | Custom
138 |  | Custom
139 |  | Custom
140 |  | Custom
141 |  | Custom
142 |  | Custom
143 |  | Custom
144 |  | Custom
145 |  | Custom
146 |  | Custom
147 |  | Custom
148 |  | Custom
149 |  | Custom
150 |  | Custom
151 |  | Custom
152 |  | Custom
153 |  | Custom
154 |  | Custom
155 |  | Custom
156 |  | Custom
157 |  | Custom
158 |  | Custom
159 |  | Custom
160 |  | Custom
161 |  | Custom
162 |  | Custom
163 |  | Custom
164 |  | Custom
165 |  | Custom
166 |  | Custom
167 |  | Custom
168 |  | Custom
169 |  | Custom
170 |  | Custom
171 |  | Custom
172 |  | Custom
173 |  | Custom
174 |  | Custom
175 |  | Custom
176 |  | Custom
177 |  | Custom
178 |  | Custom
179 |  | Custom
180 |  | Custom
181 |  | Custom
182 |  | Custom
183 |  | Custom
184 |  | Custom
185 |  | Custom
186 |  | Custom
187 |  | Custom
188 |  | Custom
189 |  | Custom
190 |  | Custom
191 |  | Custom
192 |  | Custom
193 |  | Custom
194 |  | Custom
195 |  | Custom
196 |  | Custom
197 |  | Custom
198 |  | Custom
199 |  | Custom
200 |  | Custom
201 |  | Custom
202 |  | Custom
203 |  | Custom
204 |  | Custom
205 |  | Custom
206 |  | Custom
207 |  | Custom
208 |  | Custom
209 |  | Custom
210 |  | Custom
211 |  | Custom
212 |  | Custom
213 |  | Custom
214 |  | Custom
215 |  | Custom
216 |  | Custom
217 |  | Custom
218 |  | Custom
219 |  | Custom
220 |  | Custom
221 |  | Custom
222 |  | Custom
223 |  | Custom
224 |  | Custom
225 |  | Custom
226 |  | Custom
227 |  | Custom
228 |  | Custom
229 |  | Custom
230 |  | Custom
231 |  | Custom
232 |  | Custom
233 |  | Custom
234 |  | Custom
235 |  | Custom
236 |  | Custom
237 |  | Custom
238 |  | Custom
239 |  | Custom
240 |  | Custom
241 |  | Custom
242 |  | Custom
243 |  | Custom
244 |  | Custom
245 |  | Custom
246 |  | Custom
247 |  | Custom
248 |  | Custom
249 |  | Custom
250 |  | Custom
251 |  | Custom
252 |  | Custom
253 |  | Custom
254 |  | Custom
255 |  | Custom
256 |  | Custom
257 |  | Custom
258 |  | Custom
259 |  | Custom
260 |  | Custom
261 |  | Custom
262 |  | Custom
263 |  | Custom
264 |  | Custom
265 |  | Custom
266 |  | Custom
267 |  | Custom
268 |  | Custom
269 |  | Custom
270 |  | Custom
271 |  | Custom
272 |  | Custom
273 |  | Custom
274 |  | Custom
275 |  | Custom
276 |  | Custom
277 |  | Custom
278 |  | Custom
279 |  | Custom
280 |  | Custom
281 |  | Custom
282 |  | Custom
283 |  | Custom
284 |  | Custom
285 |  | Custom
286 |  | Custom
287 |  | Custom
288 |  | Custom
289 |  | Custom
290 |  | Custom
291 |  | Custom
292 |  | Custom
293 |  | Custom
294 |  | Custom
295 |  | Custom
296 |  | Custom
297 |  | Custom
298 |  | Custom
299 |  | Custom
300 |  | Custom
301 |  | Custom
302 |  | Custom
303 |  | Custom
304 |  | Custom
305 |  | Custom
306 |  | Custom
307 |  | Custom
308 |  | Custom
309 |  | Custom
310 |  | Custom
311 |  | Custom
312 |  | Custom
313 |  | Custom
314 |  | Custom
315 |  | Custom
316 |  | Custom
317 |  | Custom
318 |  | Custom
319 |  | Custom
320 |  | Custom
321 |  | Custom
322 |  | Custom
323 |  | Custom
324 |  | Custom
325 |  | Custom
326 |  | Custom
327 |  | Custom
328 |  | Custom
329 |  | Custom
330 |  | Custom
331 |  | Custom
332 |  | Custom
333 |  | Custom
334 |  | Custom
335 |  | Custom
336 |  | Custom
337 |  | Custom
338 |  | Custom
339 |  | Custom
340 |  | Custom
341 |  | Custom
342 |  | Custom
343 |  | Custom
344 |  | Custom
345 |  | Custom
346 |  | Custom
347 |  | Custom
348 |  | Custom
349 |  | Custom
350 |  | Custom
351 |  | Custom
352 |  | Custom
353 |  | Custom
354 |  | Custom
355 |  | Custom
356 |  | Custom
357 |  | Custom
358 |  | Custom
359 |  | Custom
360 |  | Custom
361 |  | Custom
362 |  | Custom
363 |  | Custom
364 |  | Custom
365 |  | Custom
366 |  | Custom
367 |  | Custom
368 |  | Custom
369 |  | Custom
370 |  | Custom
371 |  | Custom
372 |  | Custom
373 |  | Custom
374 |  | Custom
375 |  | Custom
376 |  | Custom
377 |  | Custom
378 |  | Custom
379 |  | Custom
380 |  | Custom
381 |  | Custom
382 |  | Custom
383 |  | Custom
384 |  | Custom
385 |  | Custom
386 |  | Custom
387 |  | Custom
388 |  | Custom
389 |  | Custom
390 |  | Custom
391 |  | Custom
392 |  | Custom
393 |  | Custom
394 |  | Custom
395 |  | Custom
396 |  | Custom
397 |  | Custom
398 |  | Custom
399 |  | Custom
400 |  | Custom
401 |  | Custom
402 |  | Custom
403 |  | Custom
404 |  | Custom
405 |  | Custom
406 |  | Custom
407 |  | Custom
408 |  | Custom
409 |  | Custom
410 |  | Custom
411 |  | Custom
412 |  | Custom
413 |  | Custom
414 |  | Custom
415 |  | Custom
416 |  | Custom
417 |  | Custom
418 |  | Custom
419 |  | Custom
420 |  | Custom
421 |  | Custom
422 |  | Custom
423 |  | Custom
424 |  | Custom
425 |  | Custom
426 |  | Custom
427 |  | Custom
428 |  | Custom
429 |  | Custom
430 |  | Custom
431 |  | Custom
432 |  | Custom
433 |  | Custom
434 |  | Custom
435 |  | Custom
436 |  | Custom
437 |  | Custom
438 |  | Custom
439 |  | Custom
440 |  | Custom
441 |  | Custom
442 |  | Custom
443 |  | Custom
444 |  | Custom
445 |  | Custom
446 |  | Custom
447 |  | Custom
448 |  | Custom
449 |  | Custom
450 |  | Custom
451 |  | Custom
452 |  | Custom
453 |  | Custom
454 |  | Custom
455 |  | Custom
456 |  | Custom
457 |  | Custom
458 |  | Custom
459 |  | Custom
460 |  | Custom
461 |  | Custom
462 |  | Custom
463 |  | Custom
464 |  | Custom
465 |  | Custom
466 |  | Custom
467 |  | Custom
468 |  | Custom
469 |  | Custom
470 |  | Custom
471 |  | Custom
472 |  | Custom
473 |  | Custom
474 |  | Custom
475 |  | Custom
476 |  | Custom
477 |  | Custom
478 |  | Custom
479 |  | Custom
480 |  | Custom
481 |  | Custom
482 |  | Custom
483 |  | Custom
484 |  | Custom
485 |  | Custom
486 |  | Custom
487 |  | Custom
488 |  | Custom
489 |  | Custom
490 |  | Custom
491 |  | Custom
492 |  | Custom
493 |  | Custom
494 |  | Custom
495 |  | Custom
496 |  | Custom
497 |  | Custom
498 |  | Custom
499 |  | Custom
500 |  | Custom
501 |  | Custom
502 |  | Custom
503 |  | Custom
504 |  | Custom
505 |  | Custom
506 |  | Custom
507 |  | Custom
508 |  | Custom
509 |  | Custom
510 |  | Custom
511 |  | Custom
512 |  | Custom
513 |  | Custom
514 |  | Custom
515 |  | Custom
516 |  | Custom
517 |  | Custom
518 |  | Custom
519 |  | Custom
520 |  | Custom
521 |  | Custom
522 |  | Custom
523 |  | Custom
524 |  | Custom
525 |  | Custom
526 |  | Custom
527 |  | Custom
528 |  | Custom
529 |  | Custom
530 |  | Custom
531 |  | Custom
532 |  | Custom
533 |  | Custom
534 |  | Custom
535 |  | Custom
536 |  | Custom
537 |  | Custom
538 |  | Custom
539 |  | Custom
540 |  | Custom
541 |  | Custom
542 |  | Custom
543 |  | Custom
544 |  | Custom
545 |  | Custom
546 |  | Custom
547 |  | Custom
548 |  | Custom
549 |  | Custom
550 |  | Custom
551 |  | Custom
552 |  | Custom
553 |  | Custom
554 |  | Custom
555 |  | Custom
556 |  | Custom
557 |  | Custom
558 |  | Custom
559 |  | Custom
560 |  | Custom
561 |  | Custom
562 |  | Custom
563 |  | Custom
564 |  | Custom
565 |  | Custom
566 |  | Custom
567 |  | Custom
568 |  | Custom
569 |  | Custom
570 |  | Custom
571 |  | Custom
572 |  | Custom
573 |  | Custom
574 |  | Custom
575 |  | Custom
576 |  | Custom
577 |  | Custom
578 |  | Custom
579 |  | Custom
580 |  | Custom
581 |  | Custom
582 |  | Custom
583 |  | Custom
584 |  | Custom
585 |  | Custom
586 |  | Custom
587 |  | Custom
588 |  | Custom
589 |  | Custom
590 |  | Custom
591 |  | Custom
592 |  | Custom
593 |  | Custom
594 |  | Custom
595 |  | Custom
596 |  | Custom
597 |  | Custom
598 |  | Custom
599 |  | Custom
600 |  | Custom
601 |  | Custom
602 |  | Custom
603 |  | Custom
604 |  | Custom
605 |  | Custom
606 |  | Custom
607 |  | Custom
608 |  | Custom
609 |  | Custom
610 |  | Custom
611 |  | Custom
612 |  | Custom
613 |  | Custom
614 |  | Custom
615 |  | Custom
616 |  | Custom
617 |  | Custom
618 |  | Custom
619 |  | Custom
620 |  | Custom
621 |  | Custom
622 |  | Custom
623 |  | Custom
624 |  | Custom
625 |  | Custom
626 |  | Custom
627 |  | Custom
628 |  | Custom
629 |  | Custom
630 |  | Custom
631 |  | Custom
632 |  | Custom
633 |  | Custom
634 |  | Custom
635 |  | Custom
636 |  | Custom
637 |  | Custom
638 |  | Custom
639 |  | Custom
640 |  | Custom
641 |  | Custom
642 |  | Custom
643 |  | Custom
644 |  | Custom
645 |  | Custom
646 |  | Custom
647 |  | Custom
648 |  | Custom
649 |  | Custom
650 |  | Custom
651 |  | Custom
652 |  | Custom
653 |  | Custom
654 |  | Custom
655 |  | Custom
656 |  | Custom
657 |  | Custom
658 |  | Custom
659 |  | Custom
660 |  | Custom
661 |  | Custom
662 |  | Custom
663 |  | Custom
664 |  | Custom
665 |  | Custom
666 |  | Custom
667 |  | Custom
668 |  | Custom
669 |  | Custom
670 |  | Custom
671 |  | Custom
672 |  | Custom
673 |  | Custom
674 |  | Custom
675 |  | Custom
676 |  | Custom
677 |  | Custom
678 |  | Custom
679 |  | Custom
680 |  | Custom
681 |  | Custom
682 |  | Custom
683 |  | Custom
684 |  | Custom
685 |  | Custom
686 |  | Custom
687 |  | Custom
688 |  | Custom
689 |  | Custom
690 |  | Custom
691 |  | Custom
692 |  | Custom
693 |  | Custom
694 |  | Custom
695 |  | Custom
696 |  | Custom
697 |  | Custom
698 |  | Custom
699 |  | Custom
700 |  | Custom
701 |  | Custom
702 |  | Custom
703 |  | Custom
704 |  | Custom
705 |  | Custom
706 |  | Custom
707 |  | Custom
708 |  | Custom
709 |  | Custom
710 |  | Custom
711 |  | Custom
712 |  | Custom
713 |  | Custom
714 |  | Custom
715 |  | Custom
716 |  | Custom
717 |  | Custom
718 |  | Custom
719 |  | Custom
720 |  | Custom
721 |  | Custom
722 |  | Custom
723 |  | Custom
724 |  | Custom
725 |  | Custom
726 |  | Custom
727 |  | Custom
728 |  | Custom
729 |  | Custom
730 |  | Custom
731 |  | Custom
732 |  | Custom
733 |  | Custom
734 |  | Custom
735 |  | Custom
736 |  | Custom
737 |  | Custom
738 |  | Custom
739 |  | Custom
740 |  | Custom
741 |  | Custom
742 |  | Custom
743 |  | Custom
744 |  | Custom
745 |  | Custom
746 |  | Custom
747 |  | Custom
748 |  | Custom
749 |  | Custom
750 |  | Custom
751 |  | Custom
752 |  | Custom
753 |  | Custom
754 |  | Custom
755 |  | Custom
756 |  | Custom
757 |  | Custom
758 |  | Custom
759 |  | Custom
760 |  | Custom
761 |  | Custom
762 |  | Custom
763 |  | Custom
764 |  | Custom
765 |  | Custom
766 |  | Custom
767 |  | Custom
768 |  | Custom
769 |  | Custom
770 |  | Custom
771 |  | Custom
772 |  | Custom
773 |  | Custom
774 |  | Custom
775 |  | Custom
776 |  | Custom
777 |  | Custom
778 |  | Custom
779 |  | Custom
780 |  | Custom
781 |  | Custom
782 |  | Custom
783 |  | Custom
784 |  | Custom
785 |  | Custom
786 |  | Custom
787 |  | Custom
788 |  | Custom
789 |  | Custom
790 |  | Custom
791 |  | Custom
792 |  | Custom
793 |  | Custom
794 |  | Custom
795 |  | Custom
796 |  | Custom
797 |  | Custom
798 |  | Custom
799 |  | Custom
800 |  | Custom
801 |  | Custom
802 |  | Custom
803 |  | Custom
804 |  | Custom
805 |  | Custom
806 |  | Custom
807 |  | Custom
808 |  | Custom
809 |  | Custom
810 |  | Custom
811 |  | Custom
812 |  | Custom
813 |  | Custom
814 |  | Custom
815 |  | Custom
816 |  | Custom
817 |  | Custom
818 |  | Custom
819 |  | Custom
820 |  | Custom
821 |  | Custom
822 |  | Custom
823 |  | Custom
824 |  | Custom
825 |  | Custom
826 |  | Custom
827 |  | Custom
828 |  | Custom
829 |  | Custom
830 |  | Custom
831 |  | Custom
832 |  | Custom
833 |  | Custom
834 |  | Custom
835 |  | Custom
836 |  | Custom
837 |  | Custom
838 |  | Custom
839 |  | Custom
840 |  | Custom
841 |  | Custom
842 |  | Custom
843 |  | Custom
844 |  | Custom
845 |  | Custom
846 |  | Custom
847 |  | Custom
848 |  | Custom
849 |  | Custom
850 |  | Custom
851 |  | Custom
852 |  | Custom
853 |  | Custom
854 |  | Custom
855 |  | Custom
856 |  | Custom
857 |  | Custom
858 |  | Custom
859 |  | Custom
860 |  | Custom
861 |  | Custom
862 |  | Custom
863 |  | Custom
864 |  | Custom
865 |  | Custom
866 |  | Custom
867 |  | Custom
868 |  | Custom
869 |  | Custom
870 |  | Custom
871 |  | Custom
872 |  | Custom
873 |  | Custom
874 |  | Custom
875 |  | Custom
876 |  | Custom
877 |  | Custom
878 |  | Custom
879 |  | Custom
880 |  | Custom
881 |  | Custom
882 |  | Custom
883 |  | Custom
884 |  | Custom
885 |  | Custom
886 |  | Custom
887 |  | Custom
888 |  | Custom
889 |  | Custom
890 |  | Custom
891 |  | Custom
892 |  | Custom
893 |  | Custom
894 |  | Custom
895 |  | Custom
896 |  | Custom
897 |  | Custom
898 |  | Custom
899 |  | Custom
900 |  | Custom
901 |  | Custom
902 |  | Custom
903 |  | Custom
904 |  | Custom
905 |  | Custom
906 |  | Custom
907 |  | Custom
908 |  | Custom
909 |  | Custom
910 |  | Custom
911 |  | Custom
912 |  | Custom
913 |  | Custom
914 |  | Custom
915 |  | Custom
916 |  | Custom
917 |  | Custom
918 |  | Custom
919 |  | Custom
920 |  | Custom
921 |  | Custom
922 |  | Custom
923 |  | Custom
924 |  | Custom
925 |  | Custom
926 |  | Custom
927 |  | Custom
928 |  | Custom
929 |  | Custom
930 |  | Custom
931 |  | Custom
932 |  | Custom
933 |  | Custom
934 |  | Custom
935 |  | Custom
936 |  | Custom
937 |  | Custom
938 |  | Custom
939 |  | Custom
940 |  | Custom
941 |  | Custom
942 |  | Custom
943 |  | Custom
944 |  | Custom
945 |  | Custom
946 |  | Custom
947 |  | Custom
948 |  | Custom
949 |  | Custom
950 |  | Custom
951 |  | Custom
952 |  | Custom
953 |  | Custom
954 |  | Custom
955 |  | Custom
956 |  | Custom
957 |  | Custom
958 |  | Custom
959 |  | Custom
960 |  | Custom
961 |  | Custom
962 |  | Custom
963 |  | Custom
964 |  | Custom
965 |  | Custom
966 |  | Custom
967 |  | Custom
968 |  | Custom
969 |  | Custom
970 |  | Custom
971 |  | Custom
972 |  | Custom
973 |  | Custom
974 |  | Custom
975 |  | Custom
976 |  | Custom
977 |  | Custom
978 |  | Custom
979 |  | Custom
980 |  | Custom
981 |  | Custom
982 |  | Custom
983 |  | Custom
984 |  | Custom
985 |  | Custom
986 |  | Custom
987 |  | Custom
988 |  | Custom
989 |  | Custom
990 |  | Custom
991 |  | Custom
992 |  | Custom
993 |  | Custom
994 |  | Custom
995 |  | Custom
996 |  | Custom
997 |  | Custom
998 |  | Custom
999 |  | Custom
1000 |  | Custom
1001 |  | Custom
1002 |  | Custom
1003 |  | Custom
1004 |  | Custom
1005 |  | Custom
1006 |  | Custom
1007 |  | Custom
1008 |  | Custom
1009 |  | Custom
1010 |  | Custom
1011 |  | Custom
1012 |  | Custom
1013 |  | Custom
1014 |  | Custom
1015 |  | Custom
1016 |  | Custom
1017 |  | Custom
1018 |  | Custom
1019 |  | Custom
1020 |  | Custom
1021 |  | Custom
1022 |  | Custom
1023 |  | Custom
1024 |  | Custom
1025 |  | Custom
1026 |  | Custom
1027 |  | Custom
1028 |  | Custom
1029 |  | Custom
1030 |  | Custom
1031 |  | Custom
1032 |  | Custom
1033 |  | Custom
1034 |  | Custom
1035 |  | Custom
1036 |  | Custom
1037 |  | Custom
1038 |  | Custom
1039 |  | Custom
1040 |  | Custom
1041 |  | Custom
1042 |  | Custom
1043 |  | Custom
1044 |  | Custom
1045 |  | Custom
1046 |  | Custom
1047 |  | Custom
1048 |  | Custom
1049 |  | Custom
1050 |  | Custom
1051 |  | Custom
1052 |  | Custom
1053 |  | Custom
1054 |  | Custom
1055 |  | Custom
1056 |  | Custom
1057 |  | Custom
1058 |  | Custom
1059 |  | Custom
1060 |  | Custom
1061 |  | Custom
1062 |  | Custom
1063 |  | Custom
1064 |  | Custom
1065 |  | Custom
1066 |  | Custom
1067 |  | Custom
1068 |  | Custom
1069 |  | Custom
1070 |  | Custom
1071 |  | Custom
1072 |  | Custom
1073 |  | Custom
1074 |  | Custom
1075 |  | Custom
1076 |  | Custom
1077 |  | Custom
1078 |  | Custom
1079 |  | Custom
1080 |  | Custom
1081 |  | Custom
1082 |  | Custom
1083 |  | Custom
1084 |  | Custom
1085 |  | Custom
1086 |  | Custom
1087 |  | Custom
1088 |  | Custom
1089 |  | Custom
1090 |  | Custom
1091 |  | Custom
1092 |  | Custom
1093 |  | Custom
1094 |  | Custom
1095 |  | Custom
1096 |  | Custom
1097 |  | Custom
1098 |  | Custom
1099 |  | Custom
1100 |  | Custom
1101 |  | Custom
1102 |  | Custom
1103 |  | Custom
1104 |  | Custom
1105 |  | Custom
1106 |  | Custom
1107 |  | Custom
1108 |  | Custom
1109 |  | Custom
1110 |  | Custom
1111 |  | Custom
1112 |  | Custom
1113 |  | Custom
1114 |  | Custom
1115 |  | Custom
1116 |  | Custom
1117 |  | Custom
1118 |  | Custom
1119 |  | Custom
1120 |  | Custom
1121 |  | Custom
1122 |  | Custom
1123 |  | Custom
1124 |  | Custom
1125 |  | Custom
1126 |  | Custom
1127 |  | Custom
1128 |  | Custom
1129 |  | Custom
1130 |  | Custom
1131 |  | Custom
1132 |  | Custom
1133 |  | Custom
1134 |  | Custom
1135 |  | Custom
1136 |  | Custom
1137 |  | Custom
1138 |  | Custom
1139 |  | Custom
1140 |  | Custom
1141 |  | Custom
1142 |  | Custom
1143 |  | Custom
1144 |  | Custom
1145 |  | Custom
1146 |  | Custom
1147 |  | Custom
1148 |  | Custom
1149 |  | Custom
1150 |  | Custom
1151 |  | Custom
1152 |  | Custom
1153 |  | Custom
1154 |  | Custom
1155 |  | Custom
1156 |  | Custom
1157 |  | Custom
1158 |  | Custom
1159 |  | Custom
1160 |  | Custom
1161 |  | Custom
1162 |  | Custom
1163 |  | Custom
1164 |  | Custom
1165 |  | Custom
1166 |  | Custom
1167 |  | Custom
1168 |  | Custom
1169 |  | Custom
1170 |  | Custom
1171 |  | Custom
1172 |  | Custom
1173 |  | Custom
1174 |  | Custom
1175 |  | Custom
1176 |  | Custom
1177 |  | Custom
1178 |  | Custom
1179 |  | Custom
1180 |  | Custom
1181 |  | Custom
1182 |  | Custom
1183 |  | Custom
1184 |  | Custom
1185 |  | Custom
1186 |  | Custom
1187 |  | Custom
1188 |  | Custom
1189 |  | Custom
1190 |  | Custom
1191 |  | Custom
1192 |  | Custom
1193 |  | Custom
1194 |  | Custom
1195 |  | Custom
1196 |  | Custom
1197 |  | Custom
1198 |  | Custom
1199 |  | Custom
1200 |  | Custom
1201 |  | Custom
1202 |  | Custom
1203 |  | Custom
1204 |  | Custom
1205 |  | Custom
1206 |  | Custom
1207 |  | Custom
1208 |  | Custom
1209 |  | Custom
1210 |  | Custom
1211 |  | Custom
1212 |  | Custom
1213 |  | Custom
1214 |  | Custom
1215 |  | Custom
1216 |  | Custom
1217 |  | Custom
1218 |  | Custom
1219 |  | Custom
1220 |  | Custom
1221 |  | Custom
1222 |  | Custom
1223 |  | Custom
1224 |  | Custom
1225 |  | Custom
1226 |  | Custom
1227 |  | Custom
1228 |  | Custom
1229 |  | Custom
1230 |  | Custom
1231 |  | Custom
1232 |  | Custom
1233 |  | Custom
1234 |  | Custom
1235 |  | Custom
1236 |  | Custom
1237 |  | Custom
1238 |  | Custom
1239 |  | Custom
1240 |  | Custom
1241 |  | Custom
1242 |  | Custom
1243 |  | Custom
1244 |  | Custom
1245 |  | Custom
1246 |  | Custom
1247 |  | Custom
1248 |  | Custom
1249 |  | Custom
1250 |  | Custom
1251 |  | Custom
1252 |  | Custom
1253 |  | Custom
1254 |  | Custom
1255 |  | Custom
1256 |  | Custom
1257 |  | Custom
1258 |  | Custom
1259 |  | Custom
1260 |  | Custom
1261 |  | Custom
1262 |  | Custom
1263 |  | Custom
1264 |  | Custom
1265 |  | Custom
1266 |  | Custom
1267 |  | Custom
1268 |  | Custom
1269 |  | Custom
1270 |  | Custom
1271 |  | Custom
1272 |  | Custom
1273 |  | Custom
1274 |  | Custom
1275 |  | Custom
1276 |  | Custom
1277 |  | Custom
1278 |  | Custom
1279 |  | Custom
1280 |  | Custom
1281 |  | Custom
1282 |  | Custom
1283 |  | Custom
1284 |  | Custom
1285 |  | Custom
1286 |  | Custom
1287 |  | Custom
1288 |  | Custom
1289 |  | Custom
1290 |  | Custom
1291 |  | Custom
1292 |  | Custom
1293 |  | Custom
1294 |  | Custom
1295 |  | Custom
1296 |  | Custom
1297 |  | Custom
1298 |  | Custom
1299 |  | Custom
1300 |  | Custom
1301 |  | Custom
1302 |  | Custom
1303 |  | Custom
1304 |  | Custom
1305 |  | Custom
1306 |  | Custom
1307 |  | Custom
1308 |  | Custom
1309 |  | Custom
1310 |  | Custom
1311 |  | Custom
1312 |  | Custom
1313 |  | Custom
1314 |  | Custom
1315 |  | Custom
1316 |  | Custom
1317 |  | Custom
1318 |  | Custom
1319 |  | Custom
1320 |  | Custom
1321 |  | Custom
1322 |  | Custom
1323 |  | Custom
1324 |  | Custom
1325 |  | Custom
1326 |  | Custom
1327 |  | Custom
1328 |  | Custom
1329 |  | Custom
1330 |  | Custom
1331 |  | Custom
1332 |  | Custom
1333 |  | Custom
1334 |  | Custom
1335 |  | Custom
1336 |  | Custom
1337 |  | Custom
1338 |  | Custom
1339 |  | Custom
1340 |  | Custom
1341 |  | Custom
1342 |  | Custom
1343 |  | Custom
1344 |  | Custom
1345 |  | Custom
1346 |  | Custom
1347 |  | Custom
1348 |  | Custom
1349 |  | Custom
1350 |  | Custom
1351 |  | Custom
1352 |  | Custom
1353 |  | Custom
1354 |  | Custom
1355 |  | Custom
1356 |  | Custom
1357 |  | Custom
1358 |  | Custom
1359 |  | Custom
1360 |  | Custom
1361 |  | Custom
1362 |  | Custom
1363 |  | Custom
1364 |  | Custom
1365 |  | Custom
1366 |  | Custom
1367 |  | Custom
1368 |  | Custom
1369 |  | Custom
1370 |  | Custom
1371 |  | Custom
1372 |  | Custom
1373 |  | Custom
1374 |  | Custom
1375 |  | Custom
1376 |  | Custom
1377 |  | Custom
1378 |  | Custom
1379 |  | Custom
1380 |  | Custom
1381 |  | Custom
1382 |  | Custom
1383 |  | Custom
1384 |  | Custom
1385 |  | Custom
1386 |  | Custom
1387 |  | Custom
1388 |  | Custom
1389 |  | Custom
1390 |  | Custom
1391 |  | Custom
1392 |  | Custom
1393 |  | Custom
1394 |  | Custom
1395 |  | Custom
1396 |  | Custom
1397 |  | Custom
1398 |  | Custom
1399 |  | Custom
1400 |  | Custom
1401 |  | Custom
1402 |  | Custom
1403 |  | Custom
1404 |  | Custom
1405 |  | Custom
1406 |  | Custom
1407 |  | Custom
1408 |  | Custom
1409 |  | Custom
1410 |  | Custom
1411 |  | Custom
1412 |  | Custom
1413 |  | Custom
1414 |  | Custom
1415 |  | Custom
1416 |  | Custom
1417 |  | Custom
1418 |  | Custom
1419 |  | Custom
1420 |  | Custom
1421 |  | Custom
1422 |  | Custom
1423 |  | Custom
1424 |  | Custom
1425 |  | Custom
1426 |  | Custom
1427 |  | Custom
1428 |  | Custom
1429 |  | Custom
1430 |  | Custom
1431 |  | Custom
1432 |  | Custom
1433 |  | Custom
1434 |  | Custom
1435 |  | Custom
1436 |  | Custom
1437 |  | Custom
1438 |  | Custom
1439 |  | Custom
1440 |  | Custom
1441 |  | Custom
1442 |  | Custom
1443 |  | Custom
1444 |  | Custom
1445 |  | Custom
1446 |  | Custom
1447 |  | Custom
1448 |  | Custom
1449 |  | Custom
1450 |  | Custom
1451 |  | Custom
1452 |  | Custom
1453 |  | Custom
1454 |  | Custom
1455 |  | Custom
1456 |  | Custom
1457 |  | Custom
1458 |  | Custom
1459 |  | Custom
1460 |  | Custom
1461 |  | Custom
1462 |  | Custom
1463 |  | Custom
1464 |  | Custom
1465 |  | Custom
1466 |  | Custom
1467 |  | Custom
1468 |  | Custom
1469 |  | Custom
1470 |  | Custom
1471 |  | Custom
1472 |  | Custom
1473 |  | Custom
1474 |  | Custom
1475 |  | Custom
1476 |  | Custom
1477 |  | Custom
1478 |  | Custom
1479 |  | Custom
1480 |  | Custom
1481 |  | Custom
1482 |  | Custom
1483 |  | Custom
1484 |  | Custom
1485 |  | Custom
1486 |  | Custom
1487 |  | Custom
1488 |  | Custom
1489 |  | Custom
1490 |  | Custom
1491 |  | Custom
1492 |  | Custom
1493 |  | Custom
1494 |  | Custom
1495 |  | Custom
1496 |  | Custom
1497 |  | Custom
1498 |  | Custom
1499 |  | Custom
1500 |  | Custom
1501 |  | Custom
1502 |  | Custom
1503 |  | Custom
1504 |  | Custom
1505 |  | Custom
1506 |  | Custom
1507 |  | Custom
1508 |  | Custom
1509 |  | Custom
1510 |  | Custom
1511 |  | Custom
1512 |  | Custom
1513 |  | Custom
1514 |  | Custom
1515 |  | Custom
1516 |  | Custom
1517 |  | Custom
1518 |  | Custom
1519 |  | Custom
1520 |  | Custom
1521 |  | Custom
1522 |  | Custom
1523 |  | Custom
1524 |  | Custom
1525 |  | Custom
1526 |  | Custom
1527 |  | Custom
1528 |  | Custom
1529 |  | Custom
1530 |  | Custom
1531 |  | Custom
1532 |  | Custom
1533 |  | Custom
1534 |  | Custom
1535 |  | Custom
1536 |  | Custom
1537 |  | Custom
1538 |  | Custom
1539 |  | Custom
1540 |  | Custom
1541 |  | Custom
1542 |  | Custom
1543 |  | Custom
1544 |  | Custom
1545 |  | Custom
1546 |  | Custom
1547 |  | Custom
1548 |  | Custom
1549 |  | Custom
1550 |  | Custom
1551 |  | Custom
1552 |  | Custom
1553 |  | Custom
1554 |  | Custom
1555 |  | Custom
1556 |  | Custom
1557 |  | Custom
1558 |  | Custom
1559 |  | Custom
1560 |  | Custom
1561 |  | Custom
1562 |  | Custom
1563 |  | Custom
1564 |  | Custom
1565 |  | Custom
1566 |  | Custom
1567 |  | Custom
1568 |  | Custom
1569 |  | Custom
1570 |  | Custom
1571 |  | Custom
1572 |  | Custom
1573 |  | Custom
1574 |  | Custom
1575 |  | Custom
1576 |  | Custom
1577 |  | Custom
1578 |  | Custom
1579 |  | Custom
1580 |  | Custom
1581 |  | Custom
1582 |  | Custom
1583 |  | Custom
1584 |  | Custom
1585 |  | Custom
1586 |  | Custom
1587 |  | Custom
1588 |  | Custom
1589 |  | Custom
1590 |  | Custom
1591 |  | Custom
1592 |  | Custom
1593 |  | Custom
1594 |  | Custom
1595 |  | Custom
1596 |  | Custom
1597 |  | Custom
1598 |  | Custom
1599 |  | Custom
1600 |  | Custom
1601 |  | Custom
1602 |  | Custom
1603 |  | Custom
1604 |  | Custom
1605 |  | Custom
1606 |  | Custom
1607 |  | Custom
1608 |  | Custom
1609 |  | Custom
1610 |  | Custom
1611 |  | Custom
1612 |  | Custom
1613 |  | Custom
1614 |  | Custom
1615 |  | Custom
1616 |  | Custom
1617 |  | Custom
1618 |  | Custom
1619 |  | Custom
1620 |  | Custom
1621 |  | Custom
1622 |  | Custom
1623 |  | Custom
1624 |  | Custom
1625 |  | Custom
1626 |  | Custom
1627 |  | Custom
1628 |  | Custom
1629 |  | Custom
1630 |  | Custom
1631 |  | Custom
1632 |  | Custom
1633 |  | Custom
1634 |  | Custom
1635 |  | Custom
1636 |  | Custom
1637 |  | Custom
1638 |  | Custom
1639 |  | Custom
1640 |  | Custom
1641 |  | Custom
1642 |  | Custom
1643 |  | Custom
1644 |  | Custom
1645 |  | Custom
1646 |  | Custom
1647 |  | Custom
1648 |  | Custom
1649 |  | Custom
1650 |  | Custom
1651 |  | Custom
1652 |  | Custom
1653 |  | Custom
1654 |  | Custom
1655 |  | Custom
1656 |  | Custom
1657 |  | Custom
1658 |  | Custom
1659 |  | Custom
1660 |  | Custom
1661 |  | Custom
1662 |  | Custom
1663 |  | Custom
1664 |  | Custom
1665 |  | Custom
1666 |  | Custom
1667 |  | Custom
1668 |  | Custom
1669 |  | Custom
1670 |  | Custom
1671 |  | Custom
1672 |  | Custom
1673 |  | Custom
1674 |  | Custom
1675 |  | Custom
1676 |  | Custom
1677 |  | Custom
1678 |  | Custom
1679 |  | Custom
1680 |  | Custom
1681 |  | Custom
1682 |  | Custom
1683 |  | Custom
1684 |  | Custom
1685 |  | Custom
1686 |  | Custom
1687 |  | Custom
1688 |  | Custom
1689 |  | Custom
1690 |  | Custom
1691 |  | Custom
1692 |  | Custom
1693 |  | Custom
1694 |  | Custom
1695 |  | Custom
1696 |  | Custom
1697 |  | Custom
1698 |  | Custom
1699 |  | Custom
1700 |  | Custom
1701 |  | Custom
1702 |  | Custom
1703 |  | Custom
1704 |  | Custom
1705 |  | Custom
1706 |  | Custom
1707 |  | Custom
1708 |  | Custom
1709 |  | Custom
1710 |  | Custom
1711 |  | Custom
1712 |  | Custom
1713 |  | Custom
1714 |  | Custom
1715 |  | Custom
1716 |  | Custom
1717 |  | Custom
1718 |  | Custom
1719 |  | Custom
1720 |  | Custom
1721 |  | Custom
1722 |  | Custom
1723 |  | Custom
1724 |  | Custom
1725 |  | Custom
1726 |  | Custom
1727 |  | Custom
1728 |  | Custom
1729 |  | Custom
1730 |  | Custom
1731 |  | Custom
1732 |  | Custom
1733 |  | Custom
1734 |  | Custom
1735 |  | Custom
1736 |  | Custom
1737 |  | Custom
1738 |  | Custom
1739 |  | Custom
1740 |  | Custom
1741 |  | Custom
1742 |  | Custom
1743 |  | Custom
1744 |  | Custom
1745 |  | Custom
1746 |  | Custom
1747 |  | Custom
1748 |  | Custom
1749 |  | Custom
1750 |  | Custom
1751 |  | Custom
1752 |  | Custom
1753 |  | Custom
1754 |  | Custom
1755 |  | Custom
1756 |  | Custom
1757 |  | Custom
1758 |  | Custom
1759 |  | Custom
1760 |  | Custom
1761 |  | Custom
1762 |  | Custom
1763 |  | Custom
1764 |  | Custom
1765 |  | Custom
1766 |  | Custom
1767 |  | Custom
1768 |  | Custom
1769 |  | Custom
1770 |  | Custom
1771 |  | Custom
1772 |  | Custom
1773 |  | Custom
1774 |  | Custom
1775 |  | Custom
1776 |  | Custom
1777 |  | Custom
1778 |  | Custom
1779 |  | Custom
1780 |  | Custom
1781 |  | Custom
1782 |  | Custom
1783 |  | Custom
1784 |  | Custom
1785 |  | Custom
1786 |  | Custom
1787 |  | Custom
1788 |  | Custom
1789 |  | Custom
1790 |  | Custom
1791 |  | Custom
1792 |  | Custom
1793 |  | Custom
1794 |  | Custom
1795 |  | Custom
1796 |  | Custom
1797 |  | Custom
1798 |  | Custom
1799 |  | Custom
1800 |  | Custom
1801 |  | Custom
1802 |  | Custom
1803 |  | Custom
1804 |  | Custom
1805 |  | Custom
1806 |  | Custom
1807 |  | Custom
1808 |  | Custom
1809 |  | Custom
1810 |  | Custom
1811 |  | Custom
1812 |  | Custom
1813 |  | Custom
1814 |  | Custom
1815 |  | Custom
1816 |  | Custom
1817 |  | Custom
1818 |  | Custom
1819 |  | Custom
1820 |  | Custom
1821 |  | Custom
1822 |  | Custom
1823 |  | Custom
1824 |  | Custom
1825 |  | Custom
1826 |  | Custom
1827 |  | Custom
1828 |  | Custom
1829 |  | Custom
1830 |  | Custom
1831 |  | Custom
1832 |  | Custom
1833 |  | Custom
1834 |  | Custom
1835 |  | Custom
1836 |  | Custom
1837 |  | Custom
1838 |  | Custom
1839 |  | Custom
1840 |  | Custom
1841 |  | Custom
1842 |  | Custom
1843 |  | Custom
1844 |  | Custom
1845 |  | Custom
1846 |  | Custom
1847 |  | Custom
1848 |  | Custom
1849 |  | Custom
1850 |  | Custom
1851 |  | Custom
1852 |  | Custom
1853 |  | Custom
1854 |  | Custom
1855 |  | Custom
1856 |  | Custom
1857 |  | Custom
1858 |  | Custom
1859 |  | Custom
1860 |  | Custom
1861 |  | Custom
1862 |  | Custom
1863 |  | Custom
1864 |  | Custom
1865 |  | Custom
1866 |  | Custom
1867 |  | Custom
1868 |  | Custom
1869 |  | Custom
1870 |  | Custom
1871 |  | Custom
1872 |  | Custom
1873 |  | Custom
1874 |  | Custom
1875 |  | Custom
1876 |  | Custom
1877 |  | Custom
1878 |  | Custom
1879 |  | Custom
1880 |  | Custom
1881 |  | Custom
1882 |  | Custom
1883 |  | Custom
1884 |  | Custom
1885 |  | Custom
1886 |  | Custom
1887 |  | Custom
1888 |  | Custom
1889 |  | Custom
1890 |  | Custom
1891 |  | Custom
1892 |  | Custom
1893 |  | Custom
1894 |  | Custom
1895 |  | Custom
1896 |  | Custom
1897 |  | Custom
1898 |  | Custom
1899 |  | Custom
1900 |  | Custom
1901 |  | Custom
1902 |  | Custom
1903 |  | Custom
1904 |  | Custom
1905 |  | Custom
1906 |  | Custom
1907 |  | Custom
1908 |  | Custom
1909 |  | Custom
1910 |  | Custom
1911 |  | Custom
1912 |  | Custom
1913 |  | Custom
1914 |  | Custom
1915 |  | Custom
1916 |  | Custom
1917 |  | Custom
1918 |  | Custom
1919 |  | Custom
1920 |  | Custom
1921 |  | Custom
1922 |  | Custom
1923 |  | Custom
1924 |  | Custom
1925 |  | Custom
1926 |  | Custom
1927 |  | Custom
1928 |  | Custom
1929 |  | Custom
1930 |  | Custom
1931 |  | Custom
1932 |  | Custom
1933 |  | Custom
1934 |  | Custom
1935 |  | Custom
1936 |  | Custom
1937 |  | Custom
1938 |  | Custom
1939 |  | Custom
1940 |  | Custom
1941 |  | Custom
1942 |  | Custom
1943 |  | Custom
1944 |  | Custom
1945 |  | Custom
1946 |  | Custom
1947 |  | Custom
1948 |  | Custom
1949 |  | Custom
1950 |  | Custom
1951 |  | Custom
1952 |  | Custom
1953 |  | Custom
1954 |  | Custom
1955 |  | Custom
1956 |  | Custom
1957 |  | Custom
1958 |  | Custom
1959 |  | Custom
1960 |  | Custom
1961 |  | Custom
1962 |  | Custom
1963 |  | Custom
1964 |  | Custom
1965 |  | Custom
1966 |  | Custom
1967 |  | Custom
1968 |  | Custom
1969 |  | Custom
1970 |  | Custom
1971 |  | Custom
1972 |  | Custom
1973 |  | Custom
1974 |  | Custom
1975 |  | Custom
1976 |  | Custom
1977 |  | Custom
1978 |  | Custom
1979 |  | Custom
1980 |  | Custom
1981 |  | Custom
1982 |  | Custom
1983 |  | Custom
1984 |  | Custom
1985 |  | Custom
1986 |  | Custom
1987 |  | Custom
1988 |  | Custom
1989 |  | Custom
1990 |  | Custom
1991 |  | Custom
1992 |  | Custom
1993 |  | Custom
1994 |  | Custom
1995 |  | Custom
1996 |  | Custom
1997 |  | Custom
1998 |  | Custom
1999 |  | Custom
2000 |  | Custom
2001 |  | Custom
2002 |  | Custom
2003 |  | Custom
2004 |  | Custom
2005 |  | Custom
2006 |  | Custom
2007 |  | Custom
2008 |  | Custom
2009 |  | Custom
2010 |  | Custom
2011 |  | Custom
2012 |  | Custom
2013 |  | Custom
2014 |  | Custom
2015 |  | Custom
2016 |  | Custom
Editing Instructions:
In most cases you will not want to use the default U-Factors. Instead, contact the window manufacturer and ask for NFRC tested U-Factors for the products you will be using.
Page down to white area to make custom component entries.
Enter component description, Reference (Manufacturer) and NFRC certified
Glazing U-factor. You may be asked to provide manufacturer data as part of your building permit application.
Return to Input
Note on B6: On each data tab we have created a “Most Frequently Used” section at the top, which appears on drop down menus and includes the most commonly selected items. Most of the items in this top section are intentionally duplicates of items from the more extensive list below.

## Doors (hidden)
WSU Code Compliance Calculator - WSEC 2015 &2018 |  |  |  |  | (C) 2020
Door Database
Index | Component Description | Reference | U-Value
1 |  | 0 | 0
2 | === Most Frequently Used =========
3 | Wood slab in wood frame (WoodSWF) | 10-6C | 0.46
4 | Code Baseline, U=0.30 |  | 0.3
5 | U=0.28 |  | 0.28
6 | Insulated Steel, Wood Edge (ISteelWE) | 10-6C | 0.16
7 | ISteelWE 1gl 6% 22x8" | 10-6C | 0.21
8 | ISteelWE 2gl 6% 22x8" 1/4" | 10-6C | 0.2
9 | ISteelWE 2gl 25% 22x8" 1/4" | 10-6C | 0.28
10 | ISteelWE 2gl 6% 22x8" 1/2" | 10-6C | 0.19
11 | ISteelWE 2gl 6% 22x8" 1/2" LowE.1 Ar | 10-6C | 0.18
12 | ISteelWE2gl 25% 22x36" 1/2" LowE .1 Ar | 10-6C | 0.23
13 | ISteelWE2gl 45% 22x64" 1/2" LowE .1 Ar | 10-6C | 0.26
14 | 2021 U-factor Baseline (Table R402.1.2) | Table R402.1.2 | 0.3
15 | ============================
16 | Wood slab in wood frame (WoodSWF) | 10-6C | 0.46
17 | WoodSWF 1gl 6% 22x8" | 10-6C | 0.48
18 | WoodSWF 1gl 25% 22x36" | 10-6C | 0.58
19 | WoodSWF 1gl 45% 22x64" | 10-6C | 0.69
20 | WoodSWF 1gl >50% | 10-6A | 1.2
21 | WoodSWF 2gl 6% 22x8" 1/4" | 10-6C | 0.47
22 | WoodSWF 2gl 25% 22x8" 1/4" | 10-6C | 0.48
23 | WoodSWF 2gl 45% 22x8" 1/4" | 10-6C | 0.49
24 | WoodSWF 2gl >50% 1/4" | 10-6A | 0.63
25 | WoodSWF 2gl 6% 22x8" 1/2" | 10-6C | 0.46
26 | WoodSWF 2gl 25% 22x8" 1/2" | 10-6C | 0.46
27 | WoodSWF 2gl 45% 22x8" 1/2" | 10-6C | 0.46
28 | WoodSWF 2gl >50% 1/2" | 10-6A | 0.58
29 | WoodSWF 2gl 6% 22x8" 1/2" LowE.1 Ar | 10-6C | 0.44
30 | WoodSWF2gl 25% 22x36" 1/2" LowE .1 Ar | 10-6C | 0.42
31 | WoodSWF2gl 45% 22x64" 1/2" LowE .1 Ar | 10-6C | 0.39
32 | WoodSWF 2gl >50% 1/2" LowE .1 Ar | 10-6A | 0.48
33 | Insulated Steel, Wood Edge (ISteelWE) | 10-6C | 0.16
34 | ISteelWE 1gl 6% 22x8" | 10-6C | 0.21
35 | ISteelWE 1gl 25% 22x36" | 10-6C | 0.39
36 | ISteelWE 1gl 45% 22x64" | 10-6C | 0.58
37 | ISteelWE 1gl >50% | 10-6A | 1.2
38 | ISteelWE 2gl 6% 22x8" 1/4" | 10-6C | 0.2
39 | ISteelWE 2gl 25% 22x8" 1/4" | 10-6C | 0.28
40 | ISteelWE 2gl 45% 22x8" 1/4" | 10-6C | 0.38
41 | ISteelWE 2gl >50% 1/4" | 10-6A | 0.63
42 | ISteelWE 2gl 6% 22x8" 1/2" | 10-6C | 0.19
43 | ISteelWE 2gl 25% 22x8" 1/2" | 10-6C | 0.26
44 | ISteelWE 2gl 45% 22x8" 1/2" | 10-6C | 0.35
45 | ISteelWE 2gl >50% 1/2" | 10-6A | 0.58
46 | ISteelWE 2gl 6% 22x8" 1/2" LowE.1 Ar | 10-6C | 0.18
47 | ISteelWE2gl 25% 22x36" 1/2" LowE .1 Ar | 10-6C | 0.23
48 | ISteelWE2gl 45% 22x64" 1/2" LowE .1 Ar | 10-6C | 0.26
49 | ISteelWE 2gl >50% 1/2" LowE .1 Ar | 10-6A | 0.48
50 | Insulated Steel, Steel Edge Steel Frame (ISteel,SEdge,SFrame) | 10-6C | 0.37
51 | ISteel,SEdge,SFrame 1gl 6% 22x8" | 10-6C | 0.44
52 | ISteel,SEdge,SFrame 1gl 25% 22x36" | 10-6C | 0.55
53 | ISteel,SEdge,SFrame 1gl 45% 22x64" | 10-6C | 0.71
54 | ISteel,SEdge,SFrame 1gl > 50% | 10-6A | 1.2
55 | ISteel,SEdge,SFrame 2gl 6% 22x8" 1/4" | 10-6C | 0.42
56 | ISteel,SEdge,SFrame 2gl 25% 22x36" 1/4" | 10-6C | 0.5
57 | ISteel,SEdge,SFrame 2gl 45% 22x64" 1/4" | 10-6C | 0.59
58 | ISteel,SEdge,SFrame 2gl > 50% 1/4" | 10-6A | 0.92
59 | ISteel,SEdge,SFrame 2gl 6% 22x8" 1/2" | 10-6C | 0.41
60 | ISteel,SEdge,SFrame 2gl 25% 22x36" 1/2" | 10-6C | 0.48
61 | ISteel,SEdge,SFrame 2gl 45% 22x64" 1/2" | 10-6C | 0.56
62 | ISteel,SEdge,SFrame 2gl > 50% 1/2" | 10-6A | 0.86
63 | ISteel,SEdge,SFrame 2gl 6% 22x8" 1/2" LowE.1 Ar | 10-6C | 0.39
64 | ISteel,SEdge,SFrame 2gl 25% 22x36" 1/2" LowE .1 Ar | 10-6C | 0.44
65 | ISteel,SEdge,SFrame 2gl 45% 22x64" 1/2" LowE .1 Ar | 10-6C | 0.48
66 | ISteel,SEdge,SFrame 2gl > 50% 1/2" LowE .1 Ar | 10-6A | 0.79
67 | == Custom Entries per WSEC R402.1.5 U-factor Reference and Calculations ======== |  | U-Value | Notes | Your entries appear at bottom of drowdown menus on "Group R" tab
68 | Manufacturer ABC, Model X | Custom | 0.27 | mnf
69 | Fiberglass with 10% glazing | Custom | 0.3
70 | Sliding Glass, Default Nonmetal or Metal Clad, Double Pane | Custom | 0.55
71 | U=0.16 | Custom | 0.16
72 | Solid Core Door | Custom | 0.17
73 | Entry Door | Custom | 0.18
74 | French/Glass Door | Custom | 0.27
75 | Sliding Door | Custom | 0.29
76 | Fiberglass Door | Custom | 0.15
77 |  | Custom
78 |  | Custom
79 |  | Custom
80 |  | Custom
81 |  | Custom
82 |  | Custom
83 |  | Custom
84 |  | Custom
85 |  | Custom
86 |  | Custom
87 |  | Custom
88 |  | Custom
89 |  | Custom
90 |  | Custom
91 |  | Custom
92 |  | Custom
93 |  | Custom
94 |  | Custom
95 |  | Custom
96 |  | Custom
97 |  | Custom
98 |  | Custom
99 |  | Custom
100 |  | Custom
101 |  | Custom
102 |  | Custom
103 |  | Custom
104 |  | Custom
105 |  | Custom
106 |  | Custom
107 |  | Custom
108 |  | Custom
109 |  | Custom
110 |  | Custom
111 |  | Custom
112 |  | Custom
113 |  | Custom
114 |  | Custom
Editing Instructions:
Page down to unprotected white areas make custom component entries. Only white areas on the sheet can be edited.
Enter component description, Reference (Manufacturer) and NFRC certified
U-factor. You may be asked to provide manufacturer data as part of your building permit application.
Return to Input
Note on B6: On each data tab we have created a “Most Frequently Used” section at the top, which appears on drop down menus and includes the most commonly selected items. Most of the items in this top section are intentionally duplicates of items from the more extensive list below.

## Flat-Vaulted Ceilings (hidden)
WSU Code Compliance Calculator - WSEC 2015 &2018 |  |  |  |  | (C) 2020
Flat & Vaulted Ceilings Database
Index | Component Description | Reference | Attic U
1
2 | === Most Frequently Used =========
3 | R0 Attic | WSU | 0.302
4 | R0 Scissors | WSU | 0.284
5 | R19 blown Attic STD baffled | 10-7 | 0.049
6 | R30 blown Attic STD baffled | 10-7 | 0.036
7 | R38 blown Attic ADV baffled (2018 Code Baseline, 1.1-1.4) | 10-7 | 0.026
8 | R49 blown Attic STD baffled (2018 Code Baseline, 1.1-1.4) | 10-7 | 0.027
9 | R49 blown Attic ADV baffled (2018 1.5, 1.7, 2021 Code Baseline) | 10-7 | 0.02
10 | R60 blown Attic STD baffled | 10-7 | 0.025
11 | R60 blown Attic ADV baffled (2021 1.3, 1.4; 2018 1.6) | 10-7 | 0.017
12 | R38 blown Scissor 4:12 ADV baffled | 10-7 | 0.025
13 | R49 blown Scissor 4:12 ADV baffled (2018 1.7) | 10-7 | 0.02
14 | R38 blown Scissor 5:12 ADV baffled | 10-7 | 0.026
15 | R49 blown Scissor 5:12 ADV baffled | 10-7 | 0.02
16 | R19 batt Vault vented 2x10 16oc | 10-7 | 0.049
16 | R19 batt Vault vented 2x10 24oc | 10-7 | 0.048
17 | R30 batt Vault vented 2x12 16oc | 10-7 | 0.034
18 | R30 batt Vault vented 2x12 24oc | 10-7 | 0.033
19 | R38 batt Vault vented 2x14 16oc (2018 Code Baseline) | 10-7 | 0.027
20 | R38 batt Vault vented 2x14 24oc (2018 Code Baseline) | 10-7 | 0.027
21 | R49 batt Vault 24oc | - | 0.02
22 | R60 batt Vault 24oc | - | 0.017
21 | No ceiling/roof in thermal envelope | NA | 0
22 | 2021 U-factor Baseline (Table R402.1.2) | Table R402.1.2 | 0.024
23 | ============================ | NA
24 | R0 Attic | WSU | 0.302
25 | R0 Scissors | WSU | 0.284
26 | R19 blown Attic STD baffled | 10-7 | 0.049
27 | R19 blown Attic ADV baffled | 10-7 | 0.047
28 | R30 blown Attic STD baffled | 10-7 | 0.036
29 | R30 blown Attic ADV baffled | 10-7 | 0.032
30 | R38 blown Attic STD baffled | 10-7 | 0.031
31 | R38 blown Attic ADV baffled | 10-7 | 0.026
32 | R49 blown Attic STD baffled | 10-7 | 0.027
33 | R49 blown Attic ADV baffled | 10-7 | 0.02
34 | R60 blown Attic STD baffled | 10-7 | 0.024
35 | R60 blown Attic ADV baffled | 10-7 | 0.017
36 | R30 blown Scissor 4:12 STD baffled | 10-7 | 0.043
37 | R30 blown Scissor 4:12 ADV baffled | 10-7 | 0.031
38 | R38 blown Scissor 4:12 STD baffled | 10-7 | 0.04
39 | R38 blown Scissor 4:12 ADV baffled | 10-7 | 0.025
40 | R49 blown Scissor 4:12 STD baffled | 10-7 | 0.038
41 | R49 blown Scissor 4:12 ADV baffled | 10-7 | 0.02
42 | R30 blown Scissor 5:12 STD baffled | 10-7 | 0.039
43 | R30 blown Scissor 5:12 ADV baffled | 10-7 | 0.032
44 | R38 blown Scissor 5:12 STD baffled | 10-7 | 0.035
45 | R38 blown Scissor 5:12 ADV baffled | 10-7 | 0.026
46 | R49 blown Scissor 5:12 STD baffled | 10-7 | 0.032
47 | R49 blown Scissor 5:12 ADV baffled | 10-7 | 0.02
48 | St Truss R19 cavity 12' Span | 10-7A | 0.1075
49 | St Truss R19 cavity 14' Span | 10-7A | 0.0991
50 | St Truss R19 cavity 16' Span | 10-7A | 0.0928
51 | St Truss R19 cavity 18' Span | 10-7A | 0.0878
52 | St Truss R19 cavity 20' Span | 10-7A | 0.0839
53 | St Truss R19 cavity 22' Span | 10-7A | 0.0807
54 | St Truss R19 cavity 24' Span | 10-7A | 0.078
55 | St Truss R19 cavity 26' Span | 10-7A | 0.0757
56 | St Truss R19 cavity 28' Span | 10-7A | 0.0737
57 | St Truss R19 cavity 30' Span | 10-7A | 0.072
58 | St Truss R19 cavity 32' Span | 10-7A | 0.0706
59 | St Truss R19 cavity 34' Span | 10-7A | 0.0693
60 | St Truss R19 cavity 36' Span | 10-7A | 0.0681
61 | St Truss R30 cavity 12' Span | 10-7A | 0.0907
62 | St Truss R30 cavity 14' Span | 10-7A | 0.0823
63 | St Truss R30 cavity 16' Span | 10-7A | 0.076
64 | St Truss R30 cavity 18' Span | 10-7A | 0.071
65 | St Truss R30 cavity 20' Span | 10-7A | 0.0671
66 | St Truss R30 cavity 22' Span | 10-7A | 0.0638
67 | St Truss R30 cavity 24' Span | 10-7A | 0.0612
68 | St Truss R30 cavity 26' Span | 10-7A | 0.0589
69 | St Truss R30 cavity 28' Span | 10-7A | 0.0569
70 | St Truss R30 cavity 30' Span | 10-7A | 0.0552
71 | St Truss R30 cavity 32' Span | 10-7A | 0.0538
72 | St Truss R30 cavity 34' Span | 10-7A | 0.0525
73 | St Truss R30 cavity 36' Span | 10-7A | 0.0513
74 | St Truss R38 cavity 12' Span | 10-7A | 0.0844
75 | St Truss R38 cavity 14' Span | 10-7A | 0.0759
76 | St Truss R38 cavity 16' Span | 10-7A | 0.0696
77 | St Truss R38 cavity 18' Span | 10-7A | 0.0647
78 | St Truss R38 cavity 20' Span | 10-7A | 0.0607
79 | St Truss R38 cavity 22' Span | 10-7A | 0.0575
80 | St Truss R38 cavity 24' Span | 10-7A | 0.0548
81 | St Truss R38 cavity 26' Span | 10-7A | 0.0525
82 | St Truss R38 cavity 28' Span | 10-7A | 0.0506
83 | St Truss R38 cavity 30' Span | 10-7A | 0.0489
84 | St Truss R38 cavity 32' Span | 10-7A | 0.0474
85 | St Truss R38 cavity 34' Span | 10-7A | 0.0461
86 | St Truss R38 cavity 36' Span | 10-7A | 0.0449
87 | St Truss R49 cavity 12' Span | 10-7A | 0.0789
88 | St Truss R49 cavity 14' Span | 10-7A | 0.0704
89 | St Truss R49 cavity 16' Span | 10-7A | 0.0641
90 | St Truss R49 cavity 18' Span | 10-7A | 0.0592
91 | St Truss R49 cavity 20' Span | 10-7A | 0.0552
92 | St Truss R49 cavity 22' Span | 10-7A | 0.052
93 | St Truss R49 cavity 24' Span | 10-7A | 0.0493
94 | St Truss R49 cavity 26' Span | 10-7A | 0.047
95 | St Truss R49 cavity 28' Span | 10-7A | 0.0451
96 | St Truss R49 cavity 30' Span | 10-7A | 0.0434
97 | St Truss R49 cavity 32' Span | 10-7A | 0.0419
98 | St Truss R49 cavity 34' Span | 10-7A | 0.0406
99 | St Truss R49 cavity 36' Span | 10-7A | 0.0395
100 | St Truss R19 cavity R3 Sheath 12' Span | 10-7A | 0.0809
101 | St Truss R19 cavity R3 Sheath 14' Span | 10-7A | 0.0763
102 | St Truss R19 cavity R3 Sheath 16' Span | 10-7A | 0.0728
103 | St Truss R19 cavity R3 Sheath 18' Span | 10-7A | 0.0701
104 | St Truss R19 cavity R3 Sheath 20' Span | 10-7A | 0.0679
105 | St Truss R19 cavity R3 Sheath 22' Span | 10-7A | 0.0661
106 | St Truss R19 cavity R3 Sheath 24' Span | 10-7A | 0.0647
107 | St Truss R19 cavity R3 Sheath 26' Span | 10-7A | 0.0634
108 | St Truss R19 cavity R3 Sheath 28' Span | 10-7A | 0.0623
109 | St Truss R19 cavity R3 Sheath 30' Span | 10-7A | 0.0614
110 | St Truss R19 cavity R3 Sheath 32' Span | 10-7A | 0.0606
111 | St Truss R19 cavity R3 Sheath 34' Span | 10-7A | 0.0599
112 | St Truss R19 cavity R3 Sheath 36' Span | 10-7A | 0.0592
113 | St Truss R30 cavity R3 Sheath 12' Span | 10-7A | 0.0641
114 | St Truss R30 cavity R3 Sheath 14' Span | 10-7A | 0.0595
115 | St Truss R30 cavity R3 Sheath 16' Span | 10-7A | 0.056
116 | St Truss R30 cavity R3 Sheath 18' Span | 10-7A | 0.0533
117 | St Truss R30 cavity R3 Sheath 20' Span | 10-7A | 0.0511
118 | St Truss R30 cavity R3 Sheath 22' Span | 10-7A | 0.0493
119 | St Truss R30 cavity R3 Sheath 24' Span | 10-7A | 0.0478
120 | St Truss R30 cavity R3 Sheath 26' Span | 10-7A | 0.0466
121 | St Truss R30 cavity R3 Sheath 28' Span | 10-7A | 0.0455
122 | St Truss R30 cavity R3 Sheath 30' Span | 10-7A | 0.0446
123 | St Truss R30 cavity R3 Sheath 32' Span | 10-7A | 0.0438
124 | St Truss R30 cavity R3 Sheath 34' Span | 10-7A | 0.0431
125 | St Truss R30 cavity R3 Sheath 36' Span | 10-7A | 0.0424
126 | St Truss R38 cavity R3 Sheath 12' Span | 10-7A | 0.0577
127 | St Truss R38 cavity R3 Sheath 14' Span | 10-7A | 0.0531
128 | St Truss R38 cavity R3 Sheath 16' Span | 10-7A | 0.0496
129 | St Truss R38 cavity R3 Sheath 18' Span | 10-7A | 0.0469
130 | St Truss R38 cavity R3 Sheath 20' Span | 10-7A | 0.0447
131 | St Truss R38 cavity R3 Sheath 22' Span | 10-7A | 0.043
132 | St Truss R38 cavity R3 Sheath 24' Span | 10-7A | 0.0415
133 | St Truss R38 cavity R3 Sheath 26' Span | 10-7A | 0.0402
134 | St Truss R38 cavity R3 Sheath 28' Span | 10-7A | 0.0392
135 | St Truss R38 cavity R3 Sheath 30' Span | 10-7A | 0.0382
136 | St Truss R38 cavity R3 Sheath 32' Span | 10-7A | 0.0374
137 | St Truss R38 cavity R3 Sheath 34' Span | 10-7A | 0.0367
138 | St Truss R38 cavity R3 Sheath 36' Span | 10-7A | 0.0361
139 | St Truss R49 cavity R3 Sheath 12' Span | 10-7A | 0.0523
140 | St Truss R49 cavity R3 Sheath 14' Span | 10-7A | 0.0476
141 | St Truss R49 cavity R3 Sheath 16' Span | 10-7A | 0.0441
142 | St Truss R49 cavity R3 Sheath 18' Span | 10-7A | 0.0414
143 | St Truss R49 cavity R3 Sheath 20' Span | 10-7A | 0.0393
144 | St Truss R49 cavity R3 Sheath 22' Span | 10-7A | 0.0375
145 | St Truss R49 cavity R3 Sheath 24' Span | 10-7A | 0.036
146 | St Truss R49 cavity R3 Sheath 26' Span | 10-7A | 0.0348
147 | St Truss R49 cavity R3 Sheath 28' Span | 10-7A | 0.0337
148 | St Truss R49 cavity R3 Sheath 30' Span | 10-7A | 0.0328
149 | St Truss R49 cavity R3 Sheath 32' Span | 10-7A | 0.0319
150 | St Truss R49 cavity R3 Sheath 34' Span | 10-7A | 0.0312
151 | St Truss R49 cavity R3 Sheath 36' Span | 10-7A | 0.0306
152 | St Truss R19 cavity R5 Sheath 12' Span | 10-7A | 0.0732
153 | St Truss R19 cavity R5 Sheath 14' Span | 10-7A | 0.0697
154 | St Truss R19 cavity R5 Sheath 16' Span | 10-7A | 0.067
155 | St Truss R19 cavity R5 Sheath 18' Span | 10-7A | 0.0649
156 | St Truss R19 cavity R5 Sheath 20' Span | 10-7A | 0.0633
157 | St Truss R19 cavity R5 Sheath 22' Span | 10-7A | 0.0619
158 | St Truss R19 cavity R5 Sheath 24' Span | 10-7A | 0.0608
159 | St Truss R19 cavity R5 Sheath 26' Span | 10-7A | 0.0598
160 | St Truss R19 cavity R5 Sheath 28' Span | 10-7A | 0.059
161 | St Truss R19 cavity R5 Sheath 30' Span | 10-7A | 0.0583
162 | St Truss R19 cavity R5 Sheath 32' Span | 10-7A | 0.0577
163 | St Truss R19 cavity R5 Sheath 34' Span | 10-7A | 0.0571
164 | St Truss R19 cavity R5 Sheath 36' Span | 10-7A | 0.0567
165 | St Truss R30 cavity R5 Sheath 12' Span | 10-7A | 0.0564
166 | St Truss R30 cavity R5 Sheath 14' Span | 10-7A | 0.0529
167 | St Truss R30 cavity R5 Sheath 16' Span | 10-7A | 0.0502
168 | St Truss R30 cavity R5 Sheath 18' Span | 10-7A | 0.0481
169 | St Truss R30 cavity R5 Sheath 20' Span | 10-7A | 0.0465
170 | St Truss R30 cavity R5 Sheath 22' Span | 10-7A | 0.051
171 | St Truss R30 cavity R5 Sheath 24' Span | 10-7A | 0.044
172 | St Truss R30 cavity R5 Sheath 26' Span | 10-7A | 0.043
173 | St Truss R30 cavity R5 Sheath 28' Span | 10-7A | 0.0422
174 | St Truss R30 cavity R5 Sheath 30' Span | 10-7A | 0.0415
175 | St Truss R30 cavity R5 Sheath 32' Span | 10-7A | 0.0409
176 | St Truss R30 cavity R5 Sheath 34' Span | 10-7A | 0.0403
177 | St Truss R30 cavity R5 Sheath 36' Span | 10-7A | 0.0399
178 | St Truss R38 cavity R5 Sheath 12' Span | 10-7A | 0.0501
179 | St Truss R38 cavity R5 Sheath 14' Span | 10-7A | 0.0465
180 | St Truss R38 cavity R5 Sheath 16' Span | 10-7A | 0.0438
181 | St Truss R38 cavity R5 Sheath 18' Span | 10-7A | 0.0418
182 | St Truss R38 cavity R5 Sheath 20' Span | 10-7A | 0.0401
183 | St Truss R38 cavity R5 Sheath 22' Span | 10-7A | 0.0388
184 | St Truss R38 cavity R5 Sheath 24' Span | 10-7A | 0.0376
185 | St Truss R38 cavity R5 Sheath 26' Span | 10-7A | 0.0367
186 | St Truss R38 cavity R5 Sheath 28' Span | 10-7A | 0.0359
187 | St Truss R38 cavity R5 Sheath 30' Span | 10-7A | 0.0351
188 | St Truss R38 cavity R5 Sheath 32' Span | 10-7A | 0.0345
189 | St Truss R38 cavity R5 Sheath 34' Span | 10-7A | 0.034
190 | St Truss R38 cavity R5 Sheath 36' Span | 10-7A | 0.0335
191 | St Truss R49 cavity R5 Sheath 12' Span | 10-7A | 0.0446
192 | St Truss R49 cavity R5 Sheath 14' Span | 10-7A | 0.041
193 | St Truss R49 cavity R5 Sheath 16' Span | 10-7A | 0.0384
194 | St Truss R49 cavity R5 Sheath 18' Span | 10-7A | 0.0363
195 | St Truss R49 cavity R5 Sheath 20' Span | 10-7A | 0.0346
196 | St Truss R49 cavity R5 Sheath 22' Span | 10-7A | 0.0333
197 | St Truss R49 cavity R5 Sheath 24' Span | 10-7A | 0.0322
198 | St Truss R49 cavity R5 Sheath 26' Span | 10-7A | 0.0312
199 | St Truss R49 cavity R5 Sheath 28' Span | 10-7A | 0.0304
200 | St Truss R49 cavity R5 Sheath 30' Span | 10-7A | 0.0297
201 | St Truss R49 cavity R5 Sheath 32' Span | 10-7A | 0.0291
202 | St Truss R49 cavity R5 Sheath 34' Span | 10-7A | 0.0285
203 | St Truss R49 cavity R5 Sheath 36' Span | 10-7A | 0.028
204 | St Truss R19 cavity R10 Sheath 12' Span | 10-7A | 0.0626
205 | St Truss R19 cavity R10 Sheath 14' Span | 10-7A | 0.0606
206 | St Truss R19 cavity R10 Sheath 16' Span | 10-7A | 0.059
207 | St Truss R19 cavity R10 Sheath 18' Span | 10-7A | 0.0578
208 | St Truss R19 cavity R10 Sheath 20' Span | 10-7A | 0.0569
209 | St Truss R19 cavity R10 Sheath 22' Span | 10-7A | 0.0561
210 | St Truss R19 cavity R10 Sheath 24' Span | 10-7A | 0.0555
211 | St Truss R19 cavity R10 Sheath 26' Span | 10-7A | 0.0549
212 | St Truss R19 cavity R10 Sheath 28' Span | 10-7A | 0.0545
213 | St Truss R19 cavity R10 Sheath 30' Span | 10-7A | 0.0541
214 | St Truss R19 cavity R10 Sheath 32' Span | 10-7A | 0.0537
215 | St Truss R19 cavity R10 Sheath 34' Span | 10-7A | 0.0534
216 | St Truss R19 cavity R10 Sheath 36' Span | 10-7A | 0.0531
217 | St Truss R30 cavity R10 Sheath 12' Span | 10-7A | 0.0458
218 | St Truss R30 cavity R10 Sheath 14' Span | 10-7A | 0.0437
219 | St Truss R30 cavity R10 Sheath 16' Span | 10-7A | 0.0422
220 | St Truss R30 cavity R10 Sheath 18' Span | 10-7A | 0.041
221 | St Truss R30 cavity R10 Sheath 20' Span | 10-7A | 0.0401
222 | St Truss R30 cavity R10 Sheath 22' Span | 10-7A | 0.0393
223 | St Truss R30 cavity R10 Sheath 24' Span | 10-7A | 0.0387
224 | St Truss R30 cavity R10 Sheath 26' Span | 10-7A | 0.0381
225 | St Truss R30 cavity R10 Sheath 28' Span | 10-7A | 0.0377
226 | St Truss R30 cavity R10 Sheath 30' Span | 10-7A | 0.0373
227 | St Truss R30 cavity R10 Sheath 32' Span | 10-7A | 0.0369
228 | St Truss R30 cavity R10 Sheath 34' Span | 10-7A | 0.0366
229 | St Truss R30 cavity R10 Sheath 36' Span | 10-7A | 0.0363
230 | St Truss R38 cavity R10 Sheath 12' Span | 10-7A | 0.0394
231 | St Truss R38 cavity R10 Sheath 14' Span | 10-7A | 0.0374
232 | St Truss R38 cavity R10 Sheath 16' Span | 10-7A | 0.0359
233 | St Truss R38 cavity R10 Sheath 18' Span | 10-7A | 0.0347
234 | St Truss R38 cavity R10 Sheath 20' Span | 10-7A | 0.0337
235 | St Truss R38 cavity R10 Sheath 22' Span | 10-7A | 0.033
236 | St Truss R38 cavity R10 Sheath 24' Span | 10-7A | 0.0323
237 | St Truss R38 cavity R10 Sheath 26' Span | 10-7A | 0.0318
238 | St Truss R38 cavity R10 Sheath 28' Span | 10-7A | 0.0313
239 | St Truss R38 cavity R10 Sheath 30' Span | 10-7A | 0.0309
240 | St Truss R38 cavity R10 Sheath 32' Span | 10-7A | 0.0305
241 | St Truss R38 cavity R10 Sheath 34' Span | 10-7A | 0.0302
242 | St Truss R38 cavity R10 Sheath 36' Span | 10-7A | 0.0299
243 | St Truss R49 cavity R10 Sheath 12' Span | 10-7A | 0.0339
244 | St Truss R49 cavity R10 Sheath 14' Span | 10-7A | 0.0319
245 | St Truss R49 cavity R10 Sheath 16' Span | 10-7A | 0.0304
246 | St Truss R49 cavity R10 Sheath 18' Span | 10-7A | 0.0292
247 | St Truss R49 cavity R10 Sheath 20' Span | 10-7A | 0.0283
248 | St Truss R49 cavity R10 Sheath 22' Span | 10-7A | 0.0275
249 | St Truss R49 cavity R10 Sheath 24' Span | 10-7A | 0.0268
250 | St Truss R49 cavity R10 Sheath 26' Span | 10-7A | 0.0263
251 | St Truss R49 cavity R10 Sheath 28' Span | 10-7A | 0.0258
252 | St Truss R49 cavity R10 Sheath 30' Span | 10-7A | 0.0254
253 | St Truss R49 cavity R10 Sheath 32' Span | 10-7A | 0.0251
254 | St Truss R49 cavity R10 Sheath 34' Span | 10-7A | 0.0247
255 | St Truss R49 cavity R10 Sheath 36' Span | 10-7A | 0.0245
256 | St Truss R19 cavity R15 Sheath 12' Span | 10-7A | 0.0561
257 | St Truss R19 cavity R15 Sheath 14' Span | 10-7A | 0.055
258 | St Truss R19 cavity R15 Sheath 16' Span | 10-7A | 0.0541
259 | St Truss R19 cavity R15 Sheath 18' Span | 10-7A | 0.0535
260 | St Truss R19 cavity R15 Sheath 20' Span | 10-7A | 0.053
261 | St Truss R19 cavity R15 Sheath 22' Span | 10-7A | 0.0526
262 | St Truss R19 cavity R15 Sheath 24' Span | 10-7A | 0.0522
263 | St Truss R19 cavity R15 Sheath 26' Span | 10-7A | 0.0519
264 | St Truss R19 cavity R15 Sheath 28' Span | 10-7A | 0.0517
265 | St Truss R19 cavity R15 Sheath 30' Span | 10-7A | 0.0515
266 | St Truss R19 cavity R15 Sheath 32' Span | 10-7A | 0.0513
267 | St Truss R19 cavity R15 Sheath 34' Span | 10-7A | 0.0511
268 | St Truss R19 cavity R15 Sheath 36' Span | 10-7A | 0.0509
269 | St Truss R30 cavity R15 Sheath 12' Span | 10-7A | 0.0393
270 | St Truss R30 cavity R15 Sheath 14' Span | 10-7A | 0.0382
271 | St Truss R30 cavity R15 Sheath 16' Span | 10-7A | 0.0373
272 | St Truss R30 cavity R15 Sheath 18' Span | 10-7A | 0.0367
273 | St Truss R30 cavity R15 Sheath 20' Span | 10-7A | 0.0362
274 | St Truss R30 cavity R15 Sheath 22' Span | 10-7A | 0.0358
275 | St Truss R30 cavity R15 Sheath 24' Span | 10-7A | 0.0354
276 | St Truss R30 cavity R15 Sheath 26' Span | 10-7A | 0.0351
277 | St Truss R30 cavity R15 Sheath 28' Span | 10-7A | 0.0349
278 | St Truss R30 cavity R15 Sheath 30' Span | 10-7A | 0.0347
279 | St Truss R30 cavity R15 Sheath 32' Span | 10-7A | 0.0345
280 | St Truss R30 cavity R15 Sheath 34' Span | 10-7A | 0.0343
281 | St Truss R30 cavity R15 Sheath 36' Span | 10-7A | 0.0341
282 | St Truss R38 cavity R15 Sheath 12' Span | 10-7A | 0.0329
283 | St Truss R38 cavity R15 Sheath 14' Span | 10-7A | 0.0318
284 | St Truss R38 cavity R15 Sheath 16' Span | 10-7A | 0.031
285 | St Truss R38 cavity R15 Sheath 18' Span | 10-7A | 0.0303
286 | St Truss R38 cavity R15 Sheath 20' Span | 10-7A | 0.0298
287 | St Truss R38 cavity R15 Sheath 22' Span | 10-7A | 0.0294
288 | St Truss R38 cavity R15 Sheath 24' Span | 10-7A | 0.0291
289 | St Truss R38 cavity R15 Sheath 26' Span | 10-7A | 0.0288
290 | St Truss R38 cavity R15 Sheath 28' Span | 10-7A | 0.0285
291 | St Truss R38 cavity R15 Sheath 30' Span | 10-7A | 0.0283
292 | St Truss R38 cavity R15 Sheath 32' Span | 10-7A | 0.0281
293 | St Truss R38 cavity R15 Sheath 34' Span | 10-7A | 0.0279
294 | St Truss R38 cavity R15 Sheath 36' Span | 10-7A | 0.0278
295 | St Truss R49 cavity R15 Sheath 12' Span | 10-7A | 0.0274
296 | St Truss R49 cavity R15 Sheath 14' Span | 10-7A | 0.0263
297 | St Truss R49 cavity R15 Sheath 16' Span | 10-7A | 0.0255
298 | St Truss R49 cavity R15 Sheath 18' Span | 10-7A | 0.0249
299 | St Truss R49 cavity R15 Sheath 20' Span | 10-7A | 0.0244
300 | St Truss R49 cavity R15 Sheath 22' Span | 10-7A | 0.0239
301 | St Truss R49 cavity R15 Sheath 24' Span | 10-7A | 0.0236
302 | St Truss R49 cavity R15 Sheath 26' Span | 10-7A | 0.0233
303 | St Truss R49 cavity R15 Sheath 28' Span | 10-7A | 0.023
304 | St Truss R49 cavity R15 Sheath 30' Span | 10-7A | 0.0228
305 | St Truss R49 cavity R15 Sheath 32' Span | 10-7A | 0.0226
306 | St Truss R49 cavity R15 Sheath 34' Span | 10-7A | 0.0225
307 | St Truss R49 cavity R15 Sheath 36' Span | 10-7A | 0.0223
308 | R19 batt Vault vented 2x10 16oc | 10-7 | 0.049
309 | R19 batt Vault vented 2x10 24oc | 10-7 | 0.048
310 | R30 batt Vault vented 2x12 16oc | 10-7 | 0.034
311 | R30 batt Vault vented 2x12 24oc | 10-7 | 0.033
312 | R38 batt Vault vented 2x14 16oc | 10-7 | 0.027
313 | R38 batt Vault vented 2x14 24oc | 10-7 | 0.027
314 | R49 batt Vault 24oc |  | 0.02
315 | R60 batt Vault 24oc |  | 0.017
316 | R30 batt Vault unvented 2x10 16oc | 10-7 | 0.034
317 | R30 batt Vault unvented 2x10 24oc | 10-7 | 0.033
318 | R38 batt Vault unvented 2x12 16oc | 10-7 | 0.029
319 | R38 batt Vault unvented 2x12 24oc | 10-7 | 0.027
320 | R21+R21 Vault unvented 2x12 16oc | 10-7 | 0.026
321 | R21+R21 Vault unvented 2x12 24oc | 10-7 | 0.025
322 | R12.5 2" Rigid Roof Deck 48oc | 10-7 | 0.064
323 | R21.9 3.5" Rigid Roof Deck 48oc | 10-7 | 0.04
324 | R37.5 6" Rigid Roof Deck 48oc | 10-7 | 0.025
325 | R50 8" Rigid Roof Deck 48oc | 10-7 | 0.019
326 | 7.25" flush frame stress skin | WSU | 0.036
327 | 7.25" supported stress skin | WSU | 0.033
328 | 9.25" flush frame stress skin | WSU | 0.031
329 | 9.25" supported stress skin | WSU | 0.027
330 | 11.25" flush frame stress skin | WSU | 0.025
331 | 11.25" supported stress skin | WSU | 0.022
332 | == Custom Entries per WSEC R402.1.5 U-factor Reference and Calculations ======== |  | U-value | Notes | Your entries appear at bottom of drowdown menus on "Group R" tab
333 | Metal roof with External roof insulation; 4" polyiso foam R25, Roof sheathing, truss, Rockwool R15, (Total R40) | Custom | 0.025
334 | 2x6 24"oc R23 cavity + 4" polyiso | Custom | 0.0204
335 |  | Custom
336 |  | Custom
337 |  | Custom
338 |  | Custom
339 |  | Custom
340 |  | Custom
341 |  | Custom
342 |  | Custom
343 |  | Custom
344 |  | Custom
345 |  | Custom
346 |  | Custom
347 |  | Custom
348 |  | Custom
349 |  | Custom
350 |  | Custom
351 |  | Custom
352 |  | Custom
353 |  | Custom
354 |  | Custom
355 |  | Custom
356 |  | Custom
357 |  | Custom
358 |  | Custom
359 |  | Custom
360 |  | Custom
361 |  | Custom
362 |  | Custom
363 |  | Custom
364 |  | Custom
365 |  | Custom
366 |  | Custom
367 |  | Custom
368 |  | Custom
369 |  | Custom
370 |  | Custom
371 |  | Custom
372 |  | Custom
Editing Instructions:
Only white areas on the sheet can be edited. Enter component description, and calculated U-factor. Submit the detailed calculations as part of the application for your building permit.
Where proposed construction assemblies are not represented in Appendix A tables, values shall be calculated in accordance with Chapters 21-29 in Standard RS-1 listed in Chapter 5, (ASHRAE Handbook of Fundamentals) using the framing factors listed in Appendix A where applicable.
For envelope assemblies containing metal framing, the U-factor shall be determined by one of the following methods:
1. Results of laboratory or field measurements.
2. Standard RS-25, listed in Chapter 5, where the metal framing is bonded on one or both sides to a metal skin or covering.
3. The zone method as provided in Chapter 24 of Standard RS-1, listed in Chapter 5.
4. Results of parallel path correction factors for effective framing/cavity R-values as provided in TABLE A103.3.6.1(1) : Effective R-Values for Metal Framing and Cavity Only for metal stud walls and roof/ceilings.
Return to Input
Note on B6: On each data tab we have created a “Most Frequently Used” section at the top, which appears on drop down menus and includes the most commonly selected items. Most of the items in this top section are intentionally duplicates of items from the more extensive list below.

## Walls(above grade) (hidden)
WSU Code Compliance Calculator - WSEC 2015 &2018 |  |  |  |  | (C) 2020
Above-Grade Walls Database
Index | Component Description | Reference | Wall U
1
2 | === Most Frequently Used =========
3 | R11 cavity+R0 foam STD 2X4W Lap | 10-5 | 0.088
4 | R13 cavity+R10 foam STD 2X4W | 10-5 | 0.045
5 | R19 cavity+R0 foam STD 2X6W Lap | 10-5 | 0.062
6 | R20 cavity+R5 foam STD 2X6W |  | 0.045
7 | R21 cavity+R0 foam INT 2X6W Lap (Code Baseline) | 10-5 | 0.054
8 | R21 cavity+R0 foam INT 2X6W T111 (Code Baseline) | 10-5 | 0.056
9 | R21 cavity+R4 foam INT 2X6W Lap (2018 1.4) | 10-5 | 0.043
10 | R21 cavity+R4 foam INT 2X6W T111 (2018 1.4) | 10-5 | 0.045
11 | R21 cavity+R5 foam INT 2X6W Lap | 10-5 | 0.041
12 | R21 cavity+R5 foam INT 2X6W T111 | 10-5 | 0.042
13 | R21 cavity+R12 foam INT 2X6W Lap (2021 1.3; 2018 1.5) | 10-5 | 0.031
14 | R21 cavity+R12 foam INT 2X6W T111 (2021 1.3; 2018 1.5) | 10-5 | 0.032
15 | R21 cavity+R16 foam INT 2X6W Lap (2021 1.4; 2018 1.6) | App A | 0.027
16 | R21 cavity+R16 foam INT 2X6W T111 (2021 1.4; 2018 1.6) | App A | 0.028
17 | No above-grade walls in thermal envelope | NA | 0
18 | 2021 U-factor Baseline (Table R402.1.2) | Table R402.1.2 | 0.056
19 | ============================ | NA
20 | R0 cavity+R0 foam STD 2X4W Lap | App A | 0.3133
21 | R0 cavity+R0 foam STD 2X4W T111 | App A | 0.3177
22 | R11 cavity+R0 foam STD 2X4W Lap | 10-5 | 0.088
23 | R11 cavity+R0 foam ADV 2X4W Lap | 10-5 | 0.084
24 | R11 cavity+R0 foam STD 2X4W T111 | 10-5 | 0.094
25 | R11 cavity+R0 foam ADV 2X4W T111 | 10-5 | 0.09
26 | R11 cavity+R1 foam STD 2X4W Lap | 10-5 | 0.08
27 | R11 cavity+R1 foam ADV 2X4W Lap | 10-5 | 0.77
28 | R11 cavity+R1 foam STD 2X4W T111 | 10-5 | 0.085
29 | R11 cavity+R1 foam ADV 2X4W T111 | 10-5 | 0.082
30 | R11 cavity+R2 foam STD 2X4W Lap | 10-5 | 0.074
31 | R11 cavity+R2 foam ADV 2X4W Lap | 10-5 | 0.071
32 | R11 cavity+R2 foam STD 2X4W T111 | 10-5 | 0.078
33 | R11 cavity+R2 foam ADV 2X4W T111 | 10-5 | 0.075
34 | R11 cavity+R3 foam STD 2X4W Lap | 10-5 | 0.069
35 | R11 cavity+R3 foam ADV 2X4W Lap | 10-5 | 0.066
36 | R11 cavity+R3 foam STD 2X4W T111 | 10-5 | 0.072
37 | R11 cavity+R3 foam ADV 2X4W T111 | 10-5 | 0.07
38 | R11 cavity+R4 foam STD 2X4W Lap | 10-5 | 0.064
39 | R11 cavity+R4 foam ADV 2X4W Lap | 10-5 | 0.062
40 | R11 cavity+R4 foam STD 2X4W T111 | 10-5 | 0.067
41 | R11 cavity+R4 foam ADV 2X4W T111 | 10-5 | 0.065
42 | R11 cavity+R5 foam STD 2X4W Lap | 10-5 | 0.06
43 | R11 cavity+R5 foam ADV 2X4W Lap | 10-5 | 0.058
44 | R11 cavity+R5 foam STD 2X4W T111 | 10-5 | 0.063
45 | R11 cavity+R5 foam ADV 2X4W T111 | 10-5 | 0.061
46 | R11 cavity+R6 foam STD 2X4W Lap | 10-5 | 0.056
47 | R11 cavity+R6 foam ADV 2X4W Lap | 10-5 | 0.055
48 | R11 cavity+R6 foam STD 2X4W T111 | 10-5 | 0.059
49 | R11 cavity+R6 foam ADV 2X4W T111 | 10-5 | 0.057
50 | R11 cavity+R7 foam STD 2X4W Lap | 10-5 | 0.053
51 | R11 cavity+R7 foam ADV 2X4W Lap | 10-5 | 0.052
52 | R11 cavity+R7 foam STD 2X4W T111 | 10-5 | 0.055
53 | R11 cavity+R7 foam ADV 2X4W T111 | 10-5 | 0.054
54 | R11 cavity+R8 foam STD 2X4W Lap | 10-5 | 0.051
55 | R11 cavity+R8 foam ADV 2X4W Lap | 10-5 | 0.049
56 | R11 cavity+R8 foam STD 2X4W T111 | 10-5 | 0.052
57 | R11 cavity+R8 foam ADV 2X4W T111 | 10-5 | 0.051
58 | R11 cavity+R9 foam STD 2X4W Lap | 10-5 | 0.048
59 | R11 cavity+R9 foam ADV 2X4W Lap | 10-5 | 0.047
60 | R11 cavity+R9 foam STD 2X4W T111 | 10-5 | 0.05
61 | R11 cavity+R9 foam ADV 2X4W T111 | 10-5 | 0.049
62 | R11 cavity+R10 foam STD 2X4W Lap | 10-5 | 0.046
63 | R11 cavity+R10 foam ADV 2X4W Lap | 10-5 | 0.045
64 | R11 cavity+R10 foam STD 2X4W T111 | 10-5 | 0.047
65 | R11 cavity+R10 foam ADV 2X4W T111 | 10-5 | 0.046
66 | R11 cavity+R11 foam STD 2X4W Lap | 10-5 | 0.044
67 | R11 cavity+R11 foam ADV 2X4W Lap | 10-5 | 0.043
68 | R11 cavity+R11 foam STD 2X4W T111 | 10-5 | 0.045
69 | R11 cavity+R11 foam ADV 2X4W T111 | 10-5 | 0.044
70 | R11 cavity+R12 foam STD 2X4W Lap | 10-5 | 0.042
71 | R11 cavity+R12 foam ADV 2X4W Lap | 10-5 | 0.041
72 | R11 cavity+R12 foam STD 2X4W T111 | 10-5 | 0.043
73 | R11 cavity+R12 foam ADV 2X4W T111 | 10-5 | 0.042
74 | R13 cavity+R0 foam STD 2X4W Lap | 10-5 | 0.082
75 | R13 cavity+R0 foam ADV 2X4W Lap | 10-5 | 0.078
76 | R13 cavity+R0 foam STD 2X4W T111 | 10-5 | 0.088
77 | R13 cavity+R0 foam ADV 2X4W T111 | 10-5 | 0.083
78 | R13 cavity+R1 foam STD 2X4W Lap | 10-5 | 0.075
79 | R13 cavity+R1 foam ADV 2X4W Lap | 10-5 | 0.072
80 | R13 cavity+R1 foam STD 2X4W T111 | 10-5 | 0.08
81 | R13 cavity+R1 foam ADV 2X4W T111 | 10-5 | 0.076
82 | R13 cavity+R2 foam STD 2X4W Lap | 10-5 | 0.069
83 | R13 cavity+R2 foam ADV 2X4W Lap | 10-5 | 0.066
84 | R13 cavity+R2 foam STD 2X4W T111 | 10-5 | 0.073
85 | R13 cavity+R2 foam ADV 2X4W T111 | 10-5 | 0.07
86 | R13 cavity+R3 foam STD 2X4W Lap | 10-5 | 0.065
87 | R13 cavity+R3 foam ADV 2X4W Lap | 10-5 | 0.062
88 | R13 cavity+R3 foam STD 2X4W T111 | 10-5 | 0.068
89 | R13 cavity+R3 foam ADV 2X4W T111 | 10-5 | 0.065
90 | R13 cavity+R4 foam STD 2X4W Lap | 10-5 | 0.06
91 | R13 cavity+R4 foam ADV 2X4W Lap | 10-5 | 0.058
92 | R13 cavity+R4 foam STD 2X4W T111 | 10-5 | 0.063
93 | R13 cavity+R4 foam ADV 2X4W T111 | 10-5 | 0.061
94 | R13 cavity+R5 foam STD 2X4W Lap | 10-5 | 0.057
95 | R13 cavity+R5 foam ADV 2X4W Lap | 10-5 | 0.055
96 | R13 cavity+R5 foam STD 2X4W T111 | 10-5 | 0.059
97 | R13 cavity+R5 foam ADV 2X4W T111 | 10-5 | 0.057
98 | R13 cavity+R6 foam STD 2X4W Lap | 10-5 | 0.053
99 | R13 cavity+R6 foam ADV 2X4W Lap | 10-5 | 0.052
100 | R13 cavity+R6 foam STD 2X4W T111 | 10-5 | 0.056
101 | R13 cavity+R6 foam ADV 2X4W T111 | 10-5 | 0.054
102 | R13 cavity+R7 foam STD 2X4W Lap | 10-5 | 0.051
103 | R13 cavity+R7 foam ADV 2X4W Lap | 10-5 | 0.049
104 | R13 cavity+R7 foam STD 2X4W T111 | 10-5 | 0.052
105 | R13 cavity+R7 foam ADV 2X4W T111 | 10-5 | 0.051
106 | R13 cavity+R8 foam STD 2X4W Lap | 10-5 | 0.048
107 | R13 cavity+R8 foam ADV 2X4W Lap | 10-5 | 0.047
108 | R13 cavity+R8 foam STD 2X4W T111 | 10-5 | 0.05
109 | R13 cavity+R8 foam ADV 2X4W T111 | 10-5 | 0.048
110 | R13 cavity+R9 foam STD 2X4W Lap | 10-5 | 0.046
111 | R13 cavity+R9 foam ADV 2X4W Lap | 10-5 | 0.045
112 | R13 cavity+R9 foam STD 2X4W T111 | 10-5 | 0.047
113 | R13 cavity+R9 foam ADV 2X4W T111 | 10-5 | 0.046
114 | R13 cavity+R10 foam STD 2X4W Lap | 10-5 | 0.044
115 | R13 cavity+R10 foam ADV 2X4W Lap | 10-5 | 0.043
116 | R13 cavity+R10 foam STD 2X4W T111 | 10-5 | 0.045
117 | R13 cavity+R10 foam ADV 2X4W T111 | 10-5 | 0.044
118 | R13 cavity+R11 foam STD 2X4W Lap | 10-5 | 0.042
119 | R13 cavity+R11 foam ADV 2X4W Lap | 10-5 | 0.041
120 | R13 cavity+R11 foam STD 2X4W T111 | 10-5 | 0.043
121 | R13 cavity+R11 foam ADV 2X4W T111 | 10-5 | 0.042
122 | R13 cavity+R12 foam STD 2X4W Lap | 10-5 | 0.04
123 | R13 cavity+R12 foam ADV 2X4W Lap | 10-5 | 0.039
124 | R13 cavity+R12 foam STD 2X4W T111 | 10-5 | 0.041
125 | R13 cavity+R12 foam ADV 2X4W T111 | 10-5 | 0.04
126 | R15 cavity+R0 foam STD 2X4W Lap | 10-5 | 0.076
127 | R15 cavity+R0 foam ADV 2X4W Lap | 10-5 | 0.071
128 | R15 cavity+R0 foam STD 2X4W T111 | 10-5 | 0.081
129 | R15 cavity+R0 foam ADV 2X4W T111 | 10-5 | 0.075
130 | R15 cavity+R1 foam STD 2X4W Lap | 10-5 | 0.069
131 | R15 cavity+R1 foam ADV 2X4W Lap | 10-5 | 0.065
132 | R15 cavity+R1 foam STD 2X4W T111 | 10-5 | 0.073
133 | R15 cavity+R1 foam ADV 2X4W T111 | 10-5 | 0.069
134 | R15 cavity+R2 foam STD 2X4W Lap | 10-5 | 0.064
135 | R15 cavity+R2 foam ADV 2X4W Lap | 10-5 | 0.061
136 | R15 cavity+R2 foam STD 2X4W T111 | 10-5 | 0.068
137 | R15 cavity+R2 foam ADV 2X4W T111 | 10-5 | 0.069
138 | R15 cavity+R3 foam STD 2X4W Lap | 10-5 | 0.06
139 | R15 cavity+R3 foam ADV 2X4W Lap | 10-5 | 0.057
140 | R15 cavity+R3 foam STD 2X4W T111 | 10-5 | 0.063
141 | R15 cavity+R3 foam ADV 2X4W T111 | 10-5 | 0.059
142 | R15 cavity+R4 foam STD 2X4W Lap | 10-5 | 0.056
143 | R15 cavity+R4 foam ADV 2X4W Lap | 10-5 | 0.053
144 | R15 cavity+R4 foam STD 2X4W T111 | 10-5 | 0.059
145 | R15 cavity+R4 foam ADV 2X4W T111 | 10-5 | 0.056
146 | R15 cavity+R5 foam STD 2X4W Lap | 10-5 | 0.053
147 | R15 cavity+R5 foam ADV 2X4W Lap | 10-5 | 0.051
148 | R15 cavity+R5 foam STD 2X4W T111 | 10-5 | 0.055
149 | R15 cavity+R5 foam ADV 2X4W T111 | 10-5 | 0.052
150 | R15 cavity+R6 foam STD 2X4W Lap | 10-5 | 0.05
151 | R15 cavity+R6 foam ADV 2X4W Lap | 10-5 | 0.048
152 | R15 cavity+R6 foam STD 2X4W T111 | 10-5 | 0.052
153 | R15 cavity+R6 foam ADV 2X4W T111 | 10-5 | 0.05
154 | R15 cavity+R7 foam STD 2X4W Lap | 10-5 | 0.047
155 | R15 cavity+R7 foam ADV 2X4W Lap | 10-5 | 0.046
156 | R15 cavity+R7 foam STD 2X4W T111 | 10-5 | 0.049
157 | R15 cavity+R7 foam ADV 2X4W T111 | 10-5 | 0.047
158 | R15 cavity+R8 foam STD 2X4W Lap | 10-5 | 0.045
159 | R15 cavity+R8 foam ADV 2X4W Lap | 10-5 | 0.044
160 | R15 cavity+R8 foam STD 2X4W T111 | 10-5 | 0.047
161 | R15 cavity+R8 foam ADV 2X4W T111 | 10-5 | 0.045
162 | R15 cavity+R9 foam STD 2X4W Lap | 10-5 | 0.043
163 | R15 cavity+R9 foam ADV 2X4W Lap | 10-5 | 0.042
164 | R15 cavity+R9 foam STD 2X4W T111 | 10-5 | 0.044
165 | R15 cavity+R9 foam ADV 2X4W T111 | 10-5 | 0.043
166 | R15 cavity+R10 foam STD 2X4W Lap | 10-5 | 0.041
167 | R15 cavity+R10 foam ADV 2X4W Lap | 10-5 | 0.04
168 | R15 cavity+R10 foam STD 2X4W T111 | 10-5 | 0.042
169 | R15 cavity+R10 foam ADV 2X4W T111 | 10-5 | 0.041
170 | R15 cavity+R11 foam STD 2X4W Lap | 10-5 | 0.039
171 | R15 cavity+R11 foam ADV 2X4W Lap | 10-5 | 0.038
172 | R15 cavity+R11 foam STD 2X4W T111 | 10-5 | 0.041
173 | R15 cavity+R11 foam ADV 2X4W T111 | 10-5 | 0.039
174 | R15 cavity+R12 foam STD 2X4W Lap | 10-5 | 0.038
175 | R15 cavity+R12 foam ADV 2X4W Lap | 10-5 | 0.037
176 | R15 cavity+R12 foam STD 2X4W T111 | 10-5 | 0.039
177 | R15 cavity+R12 foam ADV 2X4W T111 | 10-5 | 0.038
178 | R19 cavity+R0 foam STD 2X6W Lap | 10-5 | 0.062
179 | R19 cavity+R0 foam INT 2X6W Lap | 10-5 | 0.058
180 | R19 cavity+R0 foam ADV 2X6W Lap | 10-5 | 0.055
181 | R19 cavity+R0 foam STD 2X6W T111 | 10-5 | 0.065
182 | R19 cavity+R0 foam INT 2X6W T111 | 10-5 | 0.061
183 | R19 cavity+R0 foam ADV 2X6W T111 | 10-5 | 0.058
184 | R19 cavity+R1 foam STD 2X6W Lap | 10-5 | 0.058
185 | R19 cavity+R1 foam INT 2X6W Lap | 10-5 | 0.055
186 | R19 cavity+R1 foam ADV 2X6W Lap | 10-5 | 0.052
187 | R19 cavity+R1 foam STD 2X6W T111 | 10-5 | 0.06
188 | R19 cavity+R1 foam INT 2X6W T111 | 10-5 | 0.057
189 | R19 cavity+R1 foam ADV 2X6W T111 | 10-5 | 0.055
190 | R19 cavity+R2 foam STD 2X6W Lap | 10-5 | 0.054
191 | R19 cavity+R2 foam INT 2X6W Lap | 10-5 | 0.052
192 | R19 cavity+R2 foam ADV 2X6W Lap | 10-5 | 0.05
193 | R19 cavity+R2 foam STD 2X6W T111 | 10-5 | 0.056
194 | R19 cavity+R2 foam INT 2X6W T111 | 10-5 | 0.054
195 | R19 cavity+R2 foam ADV 2X6W T111 | 10-5 | 0.051
196 | R19 cavity+R3 foam STD 2X6W Lap | 10-5 | 0.051
197 | R19 cavity+R3 foam INT 2X6W Lap | 10-5 | 0.049
198 | R19 cavity+R3 foam ADV 2X6W Lap | 10-5 | 0.047
199 | R19 cavity+R3 foam STD 2X6W T111 | 10-5 | 0.053
200 | R19 cavity+R3 foam INT 2X6W T111 | 10-5 | 0.051
201 | R19 cavity+R3 foam ADV 2X6W T111 | 10-5 | 0.049
202 | R19 cavity+R4 foam STD 2X6W Lap | 10-5 | 0.048
203 | R19 cavity+R4 foam INT 2X6W Lap | 10-5 | 0.046
204 | R19 cavity+R4 foam ADV 2X6W Lap | 10-5 | 0.045
205 | R19 cavity+R4 foam STD 2X6W T111 | 10-5 | 0.05
206 | R19 cavity+R4 foam INT 2X6W T111 | 10-5 | 0.048
207 | R19 cavity+R4 foam ADV 2X6W T111 | 10-5 | 0.046
208 | R19 cavity+R5 foam STD 2X6W Lap | 10-5 | 0.046
209 | R19 cavity+R5 foam INT 2X6W Lap | 10-5 | 0.044
210 | R19 cavity+R5 foam ADV 2X6W Lap | 10-5 | 0.043
211 | R19 cavity+R5 foam STD 2X6W T111 | 10-5 | 0.048
212 | R19 cavity+R5 foam INT 2X6W T111 | 10-5 | 0.046
213 | R19 cavity+R5 foam ADV 2X6W T111 | 10-5 | 0.044
214 | R19 cavity+R6 foam STD 2X6W Lap | 10-5 | 0.044
215 | R19 cavity+R6 foam INT 2X6W Lap | 10-5 | 0.042
216 | R19 cavity+R6 foam ADV 2X6W Lap | 10-5 | 0.041
217 | R19 cavity+R6 foam STD 2X6W T111 | 10-5 | 0.045
218 | R19 cavity+R6 foam INT 2X6W T111 | 10-5 | 0.044
219 | R19 cavity+R6 foam ADV 2X6W T111 | 10-5 | 0.042
220 | R19 cavity+R7 foam STD 2X6W Lap | 10-5 | 0.042
221 | R19 cavity+R7 foam INT 2X6W Lap | 10-5 | 0.04
222 | R19 cavity+R7 foam ADV 2X6W Lap | 10-5 | 0.039
223 | R19 cavity+R7 foam STD 2X6W T111 | 10-5 | 0.043
224 | R19 cavity+R7 foam INT 2X6W T111 | 10-5 | 0.042
225 | R19 cavity+R7 foam ADV 2X6W T111 | 10-5 | 0.04
226 | R19 cavity+R8 foam STD 2X6W Lap | 10-5 | 0.04
227 | R19 cavity+R8 foam INT 2X6W Lap | 10-5 | 0.039
228 | R19 cavity+R8 foam ADV 2X6W Lap | 10-5 | 0.038
229 | R19 cavity+R8 foam STD 2X6W T111 | 10-5 | 0.041
230 | R19 cavity+R8 foam INT 2X6W T111 | 10-5 | 0.04
231 | R19 cavity+R8 foam ADV 2X6W T111 | 10-5 | 0.039
232 | R19 cavity+R9 foam STD 2X6W Lap | 10-5 | 0.038
233 | R19 cavity+R9 foam INT 2X6W Lap | 10-5 | 0.037
234 | R19 cavity+R9 foam ADV 2X6W Lap | 10-5 | 0.035
235 | R19 cavity+R9 foam STD 2X6W T111 | 10-5 | 0.039
236 | R19 cavity+R9 foam INT 2X6W T111 | 10-5 | 0.038
237 | R19 cavity+R9 foam ADV 2X6W T111 | 10-5 | 0.037
238 | R19 cavity+R10 foam STD 2X6W Lap | 10-5 | 0.037
239 | R19 cavity+R10 foam INT 2X6W Lap | 10-5 | 0.036
240 | R19 cavity+R10 foam ADV 2X6W Lap | 10-5 | 0.035
241 | R19 cavity+R10 foam STD 2X6W T111 | 10-5 | 0.038
242 | R19 cavity+R10 foam INT 2X6W T111 | 10-5 | 0.037
243 | R19 cavity+R10 foam ADV 2X6W T111 | 10-5 | 0.036
244 | R19 cavity+R11 foam STD 2X6W Lap | 10-5 | 0.036
245 | R19 cavity+R11 foam INT 2X6W Lap | 10-5 | 0.035
246 | R19 cavity+R11 foam ADV 2X6W Lap | 10-5 | 0.034
247 | R19 cavity+R11 foam STD 2X6W T111 | 10-5 | 0.036
248 | R19 cavity+R11 foam INT 2X6W T111 | 10-5 | 0.035
249 | R19 cavity+R11 foam ADV 2X6W T111 | 10-5 | 0.035
250 | R19 cavity+R12 foam STD 2X6W Lap | 10-5 | 0.034
251 | R19 cavity+R12 foam INT 2X6W Lap | 10-5 | 0.033
252 | R19 cavity+R12 foam ADV 2X6W Lap | 10-5 | 0.033
253 | R19 cavity+R12 foam STD 2X6W T111 | 10-5 | 0.035
254 | R19 cavity+R12 foam INT 2X6W T111 | 10-5 | 0.034
255 | R19 cavity+R12 foam ADV 2X6W T111 | 10-5 | 0.033
256 | R20 cavity+R5 foam STD 2X6W |  | 0.045
257 | R21 cavity+R0 foam STD 2X6W Lap | 10-5 | 0.057
258 | R21 cavity+R0 foam INT 2X6W Lap | 10-5 | 0.054
259 | R21 cavity+R0 foam ADV 2X6W Lap | 10-5 | 0.051
260 | R21 cavity+R0 foam STD 2X6W T111 | 10-5 | 0.06
261 | R21 cavity+R0 foam INT 2X6W T111 | 10-5 | 0.056
262 | R21 cavity+R0 foam ADV 2X6W T111 | 10-5 | 0.053
263 | R21 cavity+R1 foam STD 2X6W Lap | 10-5 | 0.054
264 | R21 cavity+R1 foam INT 2X6W Lap | 10-5 | 0.051
265 | R21 cavity+R1 foam ADV 2X6W Lap | 10-5 | 0.048
266 | R21 cavity+R1 foam STD 2X6W T111 | 10-5 | 0.056
267 | R21 cavity+R1 foam INT 2X6W T111 | 10-5 | 0.053
268 | R21 cavity+R1 foam ADV 2X6W T111 | 10-5 | 0.05
269 | R21 cavity+R2 foam STD 2X6W Lap | 10-5 | 0.05
270 | R21 cavity+R2 foam INT 2X6W Lap | 10-5 | 0.048
271 | R21 cavity+R2 foam ADV 2X6W Lap | 10-5 | 0.045
272 | R21 cavity+R2 foam STD 2X6W T111 | 10-5 | 0.052
273 | R21 cavity+R2 foam INT 2X6W T111 | 10-5 | 0.05
274 | R21 cavity+R2 foam ADV 2X6W T111 | 10-5 | 0.047
275 | R21 cavity+R3 foam STD 2X6W Lap | 10-5 | 0.048
276 | R21 cavity+R3 foam INT 2X6W Lap | 10-5 | 0.045
277 | R21 cavity+R3 foam ADV 2X6W Lap | 10-5 | 0.043
278 | R21 cavity+R3 foam STD 2X6W T111 | 10-5 | 0.049
279 | R21 cavity+R3 foam INT 2X6W T111 | 10-5 | 0.047
280 | R21 cavity+R3 foam ADV 2X6W T111 | 10-5 | 0.045
281 | R21 cavity+R4 foam STD 2X6W Lap | 10-5 | 0.045
282 | R21 cavity+R4 foam INT 2X6W Lap | 10-5 | 0.043
283 | R21 cavity+R4 foam ADV 2X6W Lap | 10-5 | 0.041
284 | R21 cavity+R4 foam STD 2X6W T111 | 10-5 | 0.047
285 | R21 cavity+R4 foam INT 2X6W T111 | 10-5 | 0.045
286 | R21 cavity+R4 foam ADV 2X6W T111 | 10-5 | 0.043
287 | R21 cavity+R5 foam STD 2X6W Lap | 10-5 | 0.043
288 | R21 cavity+R5 foam INT 2X6W Lap | 10-5 | 0.041
289 | R21 cavity+R5 foam ADV 2X6W Lap | 10-5 | 0.04
290 | R21 cavity+R5 foam STD 2X6W T111 | 10-5 | 0.044
291 | R21 cavity+R5 foam INT 2X6W T111 | 10-5 | 0.042
292 | R21 cavity+R5 foam ADV 2X6W T111 | 10-5 | 0.041
293 | R21 cavity+R6 foam STD 2X6W Lap | 10-5 | 0.041
294 | R21 cavity+R6 foam INT 2X6W Lap | 10-5 | 0.039
295 | R21 cavity+R6 foam ADV 2X6W Lap | 10-5 | 0.038
296 | R21 cavity+R6 foam STD 2X6W T111 | 10-5 | 0.042
297 | R21 cavity+R6 foam INT 2X6W T111 | 10-5 | 0.041
298 | R21 cavity+R6 foam ADV 2X6W T111 | 10-5 | 0.039
299 | R21 cavity+R7 foam STD 2X6W Lap | 10-5 | 0.039
300 | R21 cavity+R7 foam INT 2X6W Lap | 10-5 | 0.038
301 | R21 cavity+R7 foam ADV 2X6W Lap | 10-5 | 0.036
302 | R21 cavity+R7 foam STD 2X6W T111 | 10-5 | 0.04
303 | R21 cavity+R7 foam INT 2X6W T111 | 10-5 | 0.039
304 | R21 cavity+R7 foam ADV 2X6W T111 | 10-5 | 0.037
305 | R21 cavity+R8 foam STD 2X6W Lap | 10-5 | 0.038
306 | R21 cavity+R8 foam INT 2X6W Lap | 10-5 | 0.036
307 | R21 cavity+R8 foam ADV 2X6W Lap | 10-5 | 0.035
308 | R21 cavity+R8 foam STD 2X6W T111 | 10-5 | 0.039
309 | R21 cavity+R8 foam INT 2X6W T111 | 10-5 | 0.037
310 | R21 cavity+R8 foam ADV 2X6W T111 | 10-5 | 0.036
311 | R21 cavity+R9 foam STD 2X6W Lap | 10-5 | 0.036
312 | R21 cavity+R9 foam INT 2X6W Lap | 10-5 | 0.035
313 | R21 cavity+R9 foam ADV 2X6W Lap | 10-5 | 0.034
314 | R21 cavity+R9 foam STD 2X6W T111 | 10-5 | 0.037
315 | R21 cavity+R9 foam INT 2X6W T111 | 10-5 | 0.036
316 | R21 cavity+R9 foam ADV 2X6W T111 | 10-5 | 0.035
317 | R21 cavity+R10 foam STD 2X6W Lap | 10-5 | 0.035
318 | R21 cavity+R10 foam INT 2X6W Lap | 10-5 | 0.034
319 | R21 cavity+R10 foam ADV 2X6W Lap | 10-5 | 0.033
320 | R21 cavity+R10 foam STD 2X6W T111 | 10-5 | 0.036
321 | R21 cavity+R10 foam INT 2X6W T111 | 10-5 | 0.035
322 | R21 cavity+R10 foam ADV 2X6W T111 | 10-5 | 0.033
323 | R21 cavity+R11 foam STD 2X6W Lap | 10-5 | 0.033
324 | R21 cavity+R11 foam INT 2X6W Lap | 10-5 | 0.033
325 | R21 cavity+R11 foam ADV 2X6W Lap | 10-5 | 0.032
326 | R21 cavity+R11 foam STD 2X6W T111 | 10-5 | 0.034
327 | R21 cavity+R11 foam INT 2X6W T111 | 10-5 | 0.033
328 | R21 cavity+R11 foam ADV 2X6W T111 | 10-5 | 0.032
329 | R21 cavity+R12 foam STD 2X6W Lap | 10-5 | 0.032
330 | R21 cavity+R12 foam INT 2X6W Lap | 10-5 | 0.031
331 | R21 cavity+R12 foam ADV 2X6W Lap | 10-5 | 0.031
332 | R21 cavity+R12 foam STD 2X6W T111 | 10-5 | 0.033
333 | R21 cavity+R12 foam INT 2X6W T111 | 10-5 | 0.032
334 | R21 cavity+R12 foam ADV 2X6W T111 | 10-5 | 0.031
335 | R21 cavity+R16 foam INT 2X6W Lap | App A | 0.027
336 | R21 cavity+R16 foam INT 2X6W T111 | App A | 0.028
337 | R22 cavity+R0 foam STD 2X6W Lap | 10-5 | 0.059
338 | R22 cavity+R0 foam INT 2X6W Lap | 10-5 | 0.055
339 | R22 cavity+R0 foam ADV 2X6W Lap | 10-5 | 0.052
340 | R22 cavity+R0 foam STD 2X6W T111 | 10-5 | 0.062
341 | R22 cavity+R0 foam INT 2X6W T111 | 10-5 | 0.058
342 | R22 cavity+R0 foam ADV 2X6W T111 | 10-5 | 0.054
343 | R22 cavity+R1 foam STD 2X6W Lap | 10-5 | 0.055
344 | R22 cavity+R1 foam INT 2X6W Lap | 10-5 | 0.052
345 | R22 cavity+R1 foam ADV 2X6W Lap | 10-5 | 0.049
346 | R22 cavity+R1 foam STD 2X6W T111 | 10-5 | 0.057
347 | R22 cavity+R1 foam INT 2X6W T111 | 10-5 | 0.054
348 | R22 cavity+R1 foam ADV 2X6W T111 | 10-5 | 0.051
349 | R22 cavity+R2 foam STD 2X6W Lap | 10-5 | 0.052
350 | R22 cavity+R2 foam INT 2X6W Lap | 10-5 | 0.049
351 | R22 cavity+R2 foam ADV 2X6W Lap | 10-5 | 0.047
352 | R22 cavity+R2 foam STD 2X6W T111 | 10-5 | 0.054
353 | R22 cavity+R2 foam INT 2X6W T111 | 10-5 | 0.051
354 | R22 cavity+R2 foam ADV 2X6W T111 | 10-5 | 0.048
355 | R22 cavity+R3 foam STD 2X6W Lap | 10-5 | 0.049
356 | R22 cavity+R3 foam INT 2X6W Lap | 10-5 | 0.046
357 | R22 cavity+R3 foam ADV 2X6W Lap | 10-5 | 0.044
358 | R22 cavity+R3 foam STD 2X6W T111 | 10-5 | 0.05
359 | R22 cavity+R3 foam INT 2X6W T111 | 10-5 | 0.048
360 | R22 cavity+R3 foam ADV 2X6W T111 | 10-5 | 0.046
361 | R22 cavity+R4 foam STD 2X6W Lap | 10-5 | 0.046
362 | R22 cavity+R4 foam INT 2X6W Lap | 10-5 | 0.044
363 | R22 cavity+R4 foam ADV 2X6W Lap | 10-5 | 0.042
364 | R22 cavity+R4 foam STD 2X6W T111 | 10-5 | 0.048
365 | R22 cavity+R4 foam INT 2X6W T111 | 10-5 | 0.046
366 | R22 cavity+R4 foam ADV 2X6W T111 | 10-5 | 0.044
367 | R22 cavity+R5 foam STD 2X6W Lap | 10-5 | 0.044
368 | R22 cavity+R5 foam INT 2X6W Lap | 10-5 | 0.042
369 | R22 cavity+R5 foam ADV 2X6W Lap | 10-5 | 0.041
370 | R22 cavity+R5 foam STD 2X6W T111 | 10-5 | 0.045
371 | R22 cavity+R5 foam INT 2X6W T111 | 10-5 | 0.043
372 | R22 cavity+R5 foam ADV 2X6W T111 | 10-5 | 0.042
373 | R22 cavity+R6 foam STD 2X6W Lap | 10-5 | 0.042
374 | R22 cavity+R6 foam INT 2X6W Lap | 10-5 | 0.04
375 | R22 cavity+R6 foam ADV 2X6W Lap | 10-5 | 0.039
376 | R22 cavity+R6 foam STD 2X6W T111 | 10-5 | 0.043
377 | R22 cavity+R6 foam INT 2X6W T111 | 10-5 | 0.042
378 | R22 cavity+R6 foam ADV 2X6W T111 | 10-5 | 0.04
379 | R22 cavity+R7 foam STD 2X6W Lap | 10-5 | 0.04
380 | R22 cavity+R7 foam INT 2X6W Lap | 10-5 | 0.039
381 | R22 cavity+R7 foam ADV 2X6W Lap | 10-5 | 0.037
382 | R22 cavity+R7 foam STD 2X6W T111 | 10-5 | 0.041
383 | R22 cavity+R7 foam INT 2X6W T111 | 10-5 | 0.038
384 | R22 cavity+R7 foam ADV 2X6W T111 | 10-5 | 0.04
385 | R22 cavity+R8 foam STD 2X6W Lap | 10-5 | 0.038
386 | R22 cavity+R8 foam INT 2X6W Lap | 10-5 | 0.037
387 | R22 cavity+R8 foam ADV 2X6W Lap | 10-5 | 0.036
388 | R22 cavity+R8 foam STD 2X6W T111 | 10-5 | 0.039
389 | R22 cavity+R8 foam INT 2X6W T111 | 10-5 | 0.038
390 | R22 cavity+R8 foam ADV 2X6W T111 | 10-5 | 0.037
391 | R22 cavity+R9 foam STD 2X6W Lap | 10-5 | 0.037
392 | R22 cavity+R9 foam INT 2X6W Lap | 10-5 | 0.036
393 | R22 cavity+R9 foam ADV 2X6W Lap | 10-5 | 0.035
394 | R22 cavity+R9 foam STD 2X6W T111 | 10-5 | 0.038
395 | R22 cavity+R9 foam INT 2X6W T111 | 10-5 | 0.037
396 | R22 cavity+R9 foam ADV 2X6W T111 | 10-5 | 0.035
397 | R22 cavity+R10 foam STD 2X6W Lap | 10-5 | 0.035
398 | R22 cavity+R10 foam INT 2X6W Lap | 10-5 | 0.034
399 | R22 cavity+R10 foam ADV 2X6W Lap | 10-5 | 0.033
400 | R22 cavity+R10 foam STD 2X6W T111 | 10-5 | 0.036
401 | R22 cavity+R10 foam INT 2X6W T111 | 10-5 | 0.035
402 | R22 cavity+R10 foam ADV 2X6W T111 | 10-5 | 0.034
403 | R22 cavity+R11 foam STD 2X6W Lap | 10-5 | 0.034
404 | R22 cavity+R11 foam INT 2X6W Lap | 10-5 | 0.033
405 | R22 cavity+R11 foam ADV 2X6W Lap | 10-5 | 0.032
406 | R22 cavity+R11 foam STD 2X6W T111 | 10-5 | 0.035
407 | R22 cavity+R11 foam INT 2X6W T111 | 10-5 | 0.034
408 | R22 cavity+R11 foam ADV 2X6W T111 | 10-5 | 0.033
409 | R22 cavity+R12 foam STD 2X6W Lap | 10-5 | 0.033
410 | R22 cavity+R12 foam INT 2X6W Lap | 10-5 | 0.032
411 | R22 cavity+R12 foam ADV 2X6W Lap | 10-5 | 0.031
412 | R22 cavity+R12 foam STD 2X6W T111 | 10-5 | 0.034
413 | R22 cavity+R12 foam INT 2X6W T111 | 10-5 | 0.033
414 | R22 cavity+R12 foam ADV 2X6W T111 | 10-5 | 0.032
415 | R22 cavity+R12 foam ADV 2X6W T111 | 10-5 | 0.032
416 | R23 cavity+R0 foam INT 2X6W Lap | App A | 0.049 | Added Dec 2021
417 | R23 cavity+R0 foam INT 2X6W T111 | App A | 0.05 | Added Dec 2021
418 | R23 cavity+R1 foam INT 2X6W Lap | App A | 0.047 | Added Dec 2021
419 | R23 cavity+R1 foam INT 2X6W T111 | App A | 0.047 | Added Dec 2021
420 | R23 cavity+R2 foam INT 2X6W Lap | App A | 0.044 | Added Dec 2021
421 | R23 cavity+R2 foam INT 2X6W T111 | App A | 0.044 | Added Dec 2021
422 | R23 cavity+R3 foam INT 2X6W Lap | App A | 0.042 | Added Dec 2021
423 | R23 cavity+R3 foam INT 2X6W T111 | App A | 0.042 | Added Dec 2021
424 | R23 cavity+R4 foam INT 2X6W Lap | App A | 0.04 | Added Dec 2021
425 | R23 cavity+R4 foam INT 2X6W T111 | App A | 0.04 | Added Dec 2021
426 | R23 cavity+R5 foam INT 2X6W Lap | App A | 0.038 | Added May 2021, Corr Dec 2021
427 | R23 cavity+R5 foam INT 2X6W T111 | App A | 0.039 | Added May 2021, Corr Dec 2021
428 | R23 cavity+R5 foam ADV 2X6W Lap | App A | 0.038 | Added May 2021, Corr Dec 2021
429 | R23 cavity+R5 foam ADV 2X6W T111 | App A | 0.038 | Added May 2021, Corr Dec 2021
430 | R24 cavity+R5 foam INT 2X6W Lap | App A | 0.038 | Added May 2021, Corr Dec 2021
431 | R24 cavity+R5 foam INT 2X6W T111 | App A | 0.038 | Added May 2021, Corr Dec 2021
432 | R24 cavity+R5 foam ADV 2X6W Lap | App A | 0.037 | Added May 2021, Corr Dec 2021
433 | R24 cavity+R5 foam ADV 2X6W T111 | App A | 0.037 | Added May 2021, Corr Dec 2021
434 | R11+11 cavity+R0 foam STD 2X6W Lap | 10-5 | 0.06
435 | R11+11 cavity+R0 foam INT 2X6W Lap | 10-5 | 0.057
436 | R11+11 cavity+R0 foam ADV 2X6W Lap | 10-5 | 0.054
437 | R11+11 cavity+R0 foam STD 2X6W T111 | 10-5 | 0.063
438 | R11+11 cavity+R0 foam INT 2X6W T111 | 10-5 | 0.059
439 | R11+11 cavity+R0 foam ADV 2X6W T111 | 10-5 | 0.056
440 | R11+11 cavity+R1 foam STD 2X6W Lap | 10-5 | 0.056
441 | R11+11 cavity+R1 foam INT 2X6W Lap | 10-5 | 0.053
442 | R11+11 cavity+R1 foam ADV 2X6W Lap | 10-5 | 0.051
443 | R11+11 cavity+R1 foam STD 2X6W T111 | 10-5 | 0.059
444 | R11+11 cavity+R1 foam INT 2X6W T111 | 10-5 | 0.056
445 | R11+11 cavity+R1 foam ADV 2X6W T111 | 10-5 | 0.053
446 | R11+11 cavity+R2 foam STD 2X6W Lap | 10-5 | 0.053
447 | R11+11 cavity+R2 foam INT 2X6W Lap | 10-5 | 0.05
448 | R11+11 cavity+R2 foam ADV 2X6W Lap | 10-5 | 0.048
449 | R11+11 cavity+R2 foam STD 2X6W T111 | 10-5 | 0.055
450 | R11+11 cavity+R2 foam INT 2X6W T111 | 10-5 | 0.052
451 | R11+11 cavity+R2 foam ADV 2X6W T111 | 10-5 | 0.05
452 | R11+11 cavity+R3 foam STD 2X6W Lap | 10-5 | 0.05
453 | R11+11 cavity+R3 foam INT 2X6W Lap | 10-5 | 0.048
454 | R11+11 cavity+R3 foam ADV 2X6W Lap | 10-5 | 0.046
455 | R11+11 cavity+R3 foam STD 2X6W T111 | 10-5 | 0.052
456 | R11+11 cavity+R3 foam INT 2X6W T111 | 10-5 | 0.049
457 | R11+11 cavity+R3 foam ADV 2X6W T111 | 10-5 | 0.047
458 | R11+11 cavity+R4 foam STD 2X6W Lap | 10-5 | 0.047
459 | R11+11 cavity+R4 foam INT 2X6W Lap | 10-5 | 0.045
460 | R11+11 cavity+R4 foam ADV 2X6W Lap | 10-5 | 0.044
461 | R11+11 cavity+R4 foam STD 2X6W T111 | 10-5 | 0.049
462 | R11+11 cavity+R4 foam INT 2X6W T111 | 10-5 | 0.047
463 | R11+11 cavity+R4 foam ADV 2X6W T111 | 10-5 | 0.045
464 | R11+11 cavity+R5 foam STD 2X6W Lap | 10-5 | 0.045
465 | R11+11 cavity+R5 foam INT 2X6W Lap | 10-5 | 0.043
466 | R11+11 cavity+R5 foam ADV 2X6W Lap | 10-5 | 0.042
467 | R11+11 cavity+R5 foam STD 2X6W T111 | 10-5 | 0.046
468 | R11+11 cavity+R5 foam INT 2X6W T111 | 10-5 | 0.045
469 | R11+11 cavity+R5 foam ADV 2X6W T111 | 10-5 | 0.043
470 | R11+11 cavity+R6 foam STD 2X6W Lap | 10-5 | 0.043
471 | R11+11 cavity+R6 foam INT 2X6W Lap | 10-5 | 0.041
472 | R11+11 cavity+R6 foam ADV 2X6W Lap | 10-5 | 0.04
473 | R11+11 cavity+R6 foam STD 2X6W T111 | 10-5 | 0.044
474 | R11+11 cavity+R6 foam INT 2X6W T111 | 10-5 | 0.043
475 | R11+11 cavity+R6 foam ADV 2X6W T111 | 10-5 | 0.041
476 | R11+11 cavity+R7 foam STD 2X6W Lap | 10-5 | 0.041
477 | R11+11 cavity+R7 foam INT 2X6W Lap | 10-5 | 0.04
478 | R11+11 cavity+R7 foam ADV 2X6W Lap | 10-5 | 0.038
479 | R11+11 cavity+R7 foam STD 2X6W T111 | 10-5 | 0.042
480 | R11+11 cavity+R7 foam INT 2X6W T111 | 10-5 | 0.041
481 | R11+11 cavity+R7 foam ADV 2X6W T111 | 10-5 | 0.039
482 | R11+11 cavity+R8 foam STD 2X6W Lap | 10-5 | 0.039
483 | R11+11 cavity+R8 foam INT 2X6W Lap | 10-5 | 0.038
484 | R11+11 cavity+R8 foam ADV 2X6W Lap | 10-5 | 0.037
485 | R11+11 cavity+R8 foam STD 2X6W T111 | 10-5 | 0.04
486 | R11+11 cavity+R8 foam INT 2X6W T111 | 10-5 | 0.039
487 | R11+11 cavity+R8 foam ADV 2X6W T111 | 10-5 | 0.038
488 | R11+11 cavity+R9 foam STD 2X6W Lap | 10-5 | 0.038
489 | R11+11 cavity+R9 foam INT 2X6W Lap | 10-5 | 0.037
490 | R11+11 cavity+R9 foam ADV 2X6W Lap | 10-5 | 0.036
491 | R11+11 cavity+R9 foam STD 2X6W T111 | 10-5 | 0.039
492 | R11+11 cavity+R9 foam INT 2X6W T111 | 10-5 | 0.038
493 | R11+11 cavity+R9 foam ADV 2X6W T111 | 10-5 | 0.036
494 | R11+11 cavity+R10 foam STD 2X6W Lap | 10-5 | 0.036
495 | R11+11 cavity+R10 foam INT 2X6W Lap | 10-5 | 0.035
496 | R11+11 cavity+R10 foam ADV 2X6W Lap | 10-5 | 0.034
497 | R11+11 cavity+R10 foam STD 2X6WT111 | 10-5 | 0.037
498 | R11+11 cavity+R10 foam INT 2X6W T111 | 10-5 | 0.036
499 | R11+11 cavity+R10 foam ADV 2X6WT111 | 10-5 | 0.035
500 | R11+11 cavity+R11 foam STD 2X6W Lap | 10-5 | 0.035
501 | R11+11 cavity+R11 foam INT 2X6W Lap | 10-5 | 0.034
502 | R11+11 cavity+R11 foam ADV 2X6W Lap | 10-5 | 0.033
503 | R11+11 cavity+R11 foam STD 2X6WT111 | 10-5 | 0.036
504 | R11+11 cavity+R11 foam INT 2X6W T111 | 10-5 | 0.035
505 | R11+11 cavity+R11 foam ADV 2X6WT111 | 10-5 | 0.034
506 | R11+11 cavity+R12 foam STD 2X6W Lap | 10-5 | 0.034
507 | R11+11 cavity+R12 foam INT 2X6W Lap | 10-5 | 0.033
508 | R11+11 cavity+R12 foam ADV 2X6W Lap | 10-5 | 0.032
509 | R11+11 cavity+R12 foam STD 2X6WT111 | 10-5 | 0.034
510 | R11+11 cavity+R12 foam INT 2X6W T111 | 10-5 | 0.034
511 | R11+11 cavity+R12 foam ADV 2X6WT111 | 10-5 | 0.033
512 | R25 cavity+R0 foam STD 2X8W Lap | 10-5 | 0.051
513 | R25 cavity+R0 foam INT 2X8W Lap | 10-5 | 0.047
514 | R25 cavity+R0 foam ADV 2X8W Lap | 10-5 | 0.045
515 | R25 cavity+R0 foam STD 2X8W T111 | 10-5 | 0.053
516 | R25 cavity+R0 foam INT 2X8W T111 | 10-5 | 0.049
517 | R25 cavity+R0 foam ADV 2X8W T111 | 10-5 | 0.046
518 | R25 cavity+R1 foam STD 2X8W Lap | 10-5 | 0.048
519 | R25 cavity+R1 foam INT 2X8W Lap | 10-5 | 0.045
520 | R25 cavity+R1 foam ADV 2X8W Lap | 10-5 | 0.043
521 | R25 cavity+R1 foam STD 2X8W T111 | 10-5 | 0.049
522 | R25 cavity+R1 foam INT 2X8W T111 | 10-5 | 0.046
523 | R25 cavity+R1 foam ADV 2X8W T111 | 10-5 | 0.044
524 | R25 cavity+R2 foam STD 2X8W Lap | 10-5 | 0.045
525 | R25 cavity+R2 foam INT 2X8W Lap | 10-5 | 0.043
526 | R25 cavity+R2 foam ADV 2X8W Lap | 10-5 | 0.041
527 | R25 cavity+R2 foam STD 2X8W T111 | 10-5 | 0.047
528 | R25 cavity+R2 foam INT 2X8W T111 | 10-5 | 0.044
529 | R25 cavity+R2 foam ADV 2X8W T111 | 10-5 | 0.042
530 | R25 cavity+R3 foam STD 2X8W Lap | 10-5 | 0.043
531 | R25 cavity+R3 foam INT 2X8W Lap | 10-5 | 0.041
532 | R25 cavity+R3 foam ADV 2X8W Lap | 10-5 | 0.039
533 | R25 cavity+R3 foam STD 2X8W T111 | 10-5 | 0.044
534 | R25 cavity+R3 foam INT 2X8W T111 | 10-5 | 0.042
535 | R25 cavity+R3 foam ADV 2X8W T111 | 10-5 | 0.04
536 | R25 cavity+R4 foam STD 2X8W Lap | 10-5 | 0.041
537 | R25 cavity+R4 foam INT 2X8W Lap | 10-5 | 0.039
538 | R25 cavity+R4 foam ADV 2X8W Lap | 10-5 | 0.037
539 | R25 cavity+R4 foam STD 2X8W T111 | 10-5 | 0.042
540 | R25 cavity+R4 foam INT 2X8W T111 | 10-5 | 0.04
541 | R25 cavity+R4 foam ADV 2X8W T111 | 10-5 | 0.038
542 | R25 cavity+R5 foam STD 2X8W Lap | 10-5 | 0.039
543 | R25 cavity+R5 foam INT 2X8W Lap | 10-5 | 0.037
544 | R25 cavity+R5 foam ADV 2X8W Lap | 10-5 | 0.036
545 | R25 cavity+R5 foam STD 2X8W T111 | 10-5 | 0.04
546 | R25 cavity+R5 foam INT 2X8W T111 | 10-5 | 0.038
547 | R25 cavity+R5 foam ADV 2X8W T111 | 10-5 | 0.037
548 | R25 cavity+R6 foam STD 2X8W Lap | 10-5 | 0.037
549 | R25 cavity+R6 foam INT 2X8W Lap | 10-5 | 0.036
550 | R25 cavity+R6 foam ADV 2X8W Lap | 10-5 | 0.035
551 | R25 cavity+R6 foam STD 2X8W T111 | 10-5 | 0.038
552 | R25 cavity+R6 foam INT 2X8W T111 | 10-5 | 0.037
553 | R25 cavity+R6 foam ADV 2X8W T111 | 10-5 | 0.036
554 | R25 cavity+R7 foam STD 2X8W Lap | 10-5 | 0.036
555 | R25 cavity+R7 foam INT 2X8W Lap | 10-5 | 0.035
556 | R25 cavity+R7 foam ADV 2X8W Lap | 10-5 | 0.033
557 | R25 cavity+R7 foam STD 2X8W T111 | 10-5 | 0.037
558 | R25 cavity+R7 foam INT 2X8W T111 | 10-5 | 0.035
559 | R25 cavity+R7 foam ADV 2X8W T111 | 10-5 | 0.034
560 | R25 cavity+R8 foam STD 2X8W Lap | 10-5 | 0.035
561 | R25 cavity+R8 foam INT 2X8W Lap | 10-5 | 0.033
562 | R25 cavity+R8 foam ADV 2X8W Lap | 10-5 | 0.032
563 | R25 cavity+R8 foam STD 2X8W T111 | 10-5 | 0.035
564 | R25 cavity+R8 foam INT 2X8W T111 | 10-5 | 0.034
565 | R25 cavity+R8 foam ADV 2X8W T111 | 10-5 | 0.033
566 | R25 cavity+R9 foam STD 2X8W Lap | 10-5 | 0.033
567 | R25 cavity+R9 foam INT 2X8W Lap | 10-5 | 0.032
568 | R25 cavity+R9 foam ADV 2X8W Lap | 10-5 | 0.031
569 | R25 cavity+R9 foam STD 2X8W T111 | 10-5 | 0.034
570 | R25 cavity+R9 foam INT 2X8W T111 | 10-5 | 0.033
571 | R25 cavity+R9 foam ADV 2X8W T111 | 10-5 | 0.032
572 | R25 cavity+R10 foam STD 2X8W Lap | 10-5 | 0.032
573 | R25 cavity+R10 foam INT 2X8W Lap | 10-5 | 0.031
574 | R25 cavity+R10 foam ADV 2X8W Lap | 10-5 | 0.03
575 | R25 cavity+R10 foam STD 2X8W T111 | 10-5 | 0.033
576 | R25 cavity+R10 foam INT 2X8W T111 | 10-5 | 0.032
577 | R25 cavity+R10 foam ADV 2X8W T111 | 10-5 | 0.031
578 | R25 cavity+R11 foam STD 2X8W Lap | 10-5 | 0.031
579 | R25 cavity+R11 foam INT 2X8W Lap | 10-5 | 0.03
580 | R25 cavity+R11 foam ADV 2X8W Lap | 10-5 | 0.029
581 | R25 cavity+R11 foam STD 2X8W T111 | 10-5 | 0.032
582 | R25 cavity+R11 foam INT 2X8W T111 | 10-5 | 0.031
583 | R25 cavity+R11 foam ADV 2X8W T111 | 10-5 | 0.03
584 | R25 cavity+R12 foam STD 2X8W Lap | 10-5 | 0.03
585 | R25 cavity+R12 foam INT 2X8W Lap | 10-5 | 0.029
586 | R25 cavity+R12 foam ADV 2X8W Lap | 10-5 | 0.028
587 | R25 cavity+R12 foam STD 2X8W T111 | 10-5 | 0.031
588 | R25 cavity+R12 foam INT 2X8W T111 | 10-5 | 0.03
589 | R25 cavity+R12 foam ADV 2X8W T111 | 10-5 | 0.029
590 | R19+11 Strap 2X6W STD Lap | 10-5 | 0.36
591 | R19+11 Strap 2X6W ADV Lap | 10-5 | 0.035
592 | R19+11 Strap 2X6W STD T111 | 10-5 | 0.038
593 | R19+11 Strap 2X6W ADV T111 | 10-5 | 0.036
594 | R19+8 Strap 2X6W STD Lap | 10-5 | 0.041
595 | R19+8 Strap 2X6W ADV Lap | 10-5 | 0.039
596 | R19+8 Strap 2X6W STD T111 | 10-5 | 0.042
597 | R19+8 Strap 2X6W ADV T111 | 10-5 | 0.04
598 | R19+0+11 2X6+2X4W STD Lap | 10-5 | 0.4
599 | R19+0+11 2X6+2X4W ADV Lap | 10-5 | 0.37
600 | R19+0+11 2X6+2X4W STD T111 | 10-5 | 0.041
601 | R19+0+11 2X6+2X4W ADV T111 | 10-5 | 0.038
602 | R19+0+19 2X6+2X4W STD Lap | 10-5 | 0.034
603 | R19+0+19 2X6+2X4W ADV Lap | 10-5 | 0.031
604 | R19+0+19 2X6+2X4W STD T111 | 10-5 | 0.035
605 | R19+0+19 2X6+2X4W ADV T111 | 10-5 | 0.032
606 | R19+8+11 2X6+2X4W STD Lap | 10-5 | 0.029
607 | R19+8+11 2X6+2X4W ADV Lap | 10-5 | 0.028
608 | R19+8+11 2X6+2X4W STD T111 | 10-5 | 0.031
609 | R19+8+11 2X6+2X4W ADV T111 | 10-5 | 0.029
610 | R11+11+11 2X6+2X4W STD Lap | 10-5 | 0.027
611 | R11+11+11 2X6+2X4W ADV Lap | 10-5 | 0.026
612 | R11+11+11 2X6+2X4W STD T111 | 10-5 | 0.028
613 | R11+11+11 2X6+2X4W ADV T111 | 10-5 | 0.027
614 | R13+13+13 2X6+2X4W STD Lap | 10-5 | 0.024
615 | R13+13+13 2X6+2X4W ADV Lap | 10-5 | 0.023
616 | R13+13+13 2X6+2X4W STD T111 | 10-5 | 0.025
617 | R13+13+13 2X6+2X4W ADV T111 | 10-5 | 0.023
618 | R11+19+11 2X6+2X4W STD Lap | 10-5 | 0.021
619 | R11+19+11 2X6+2X4W ADV Lap | 10-5 | 0.02
620 | R11+19+11 2X6+2X4W STD T111 | 10-5 | 0.021
621 | R11+19+11 2X6+2X4W ADV T111 | 10-5 | 0.02
622 | R19+0+11 2X4+2X4W STD Lap | 10-5 | 0.05
623 | R19+0+11 2X4+2X4W ADV Lap | 10-5 | 0.046
624 | R19+0+11 2X4+2X4W STD T111 | 10-5 | 0.052
625 | R19+0+11 2X4+2X4W ADV T111 | 10-5 | 0.048
626 | R19+0+19 2X4+2X4W STD Lap | 10-5 | 0.039
627 | R19+0+19 2X4+2X4W ADV Lap | 10-5 | 0.037
628 | R19+0+19 2X4+2X4W STD T111 | 10-5 | 0.043
629 | R19+0+19 2X4+2X4W ADV T111 | 10-5 | 0.039
630 | R19+8+11 2X4+2X4W STD Lap | 10-5 | 0.037
631 | R19+8+11 2X4+2X4W ADV Lap | 10-5 | 0.035
632 | R19+8+11 2X4+2X4W STD T111 | 10-5 | 0.036
633 | R19+8+11 2X4+2X4W ADV T111 | 10-5 | 0.036
634 | R11+11+11 2X4+2X4W STD Lap | 10-5 | 0.032
635 | R11+11+11 2X4+2X4W ADV Lap | 10-5 | 0.031
636 | R11+11+11 2X4+2X4W STD T111 | 10-5 | 0.033
637 | R11+11+11 2X4+2X4W ADV T111 | 10-5 | 0.032
638 | R13+13+13 2X4+2X4W STD Lap | 10-5 | 0.029
639 | R13+13+13 2X4+2X4W ADV Lap | 10-5 | 0.028
640 | R13+13+13 2X4+2X4W STD T111 | 10-5 | 0.029
641 | R13+13+13 2X4+2X4W ADV T111 | 10-5 | 0.028
642 | R11+19+11 2X4+2X4W STD Lap | 10-5 | 0.026
643 | R11+19+11 2X4+2X4W ADV Lap | 10-5 | 0.026
644 | R11+19+11 2X4+2X4W STD T111 | 10-5 | 0.027
645 | R11+19+11 2X4+2X4W ADV T111 | 10-5 | 0.026
646 | 6 inch diameter log | 10-5 | 0.148
647 | 8 inch diameter log | 10-5 | 0.111
648 | 10 inch diameter log | 10-5 | 0.089
649 | 12 inch diameter log | 10-5 | 0.074
650 | 14 inch diameter log | 10-5 | 0.063
651 | 16 inch diameter log | 10-5 | 0.056
652 | 3.5" Core Stress Skin Panel | 10-5 | 0.071
653 | 5.5" Core Stress Skin Panel | 10-5 | 0.048
654 | 7.25" Core Stress Skin Panel | 10-5 | 0.037
655 | 9.25" Core Stress Skin Panel | 10-5 | 0.03
656 | 11.25" Core Stress Skin Panel | 10-5 | 0.025
657 | R11 cavity+R0 foam Metal 16"OC | 10-5 | 0.132 | upddated 7/30/2021
658 | R11 cavity+R1 foam Metal 16"OC | 10-5 | 0.117 | upddated 7/30/2021
659 | R11 cavity+R2 foam Metal 16"OC | 10-5 | 0.105 | upddated 7/30/2021
660 | R11 cavity+R3 foam Metal 16"OC | 10-5 | 0.095 | upddated 7/30/2021
661 | R11 cavity+R4 foam Metal 16"OC | 10-5 | 0.087 | upddated 7/30/2021
662 | R11 cavity+R5 foam Metal 16"OC | 10-5 | 0.08 | upddated 7/30/2021
663 | R11 cavity+R6 foam Metal 16"OC | 10-5 | 0.074 | upddated 7/30/2021
664 | R11 cavity+R7 foam Metal 16"OC | 10-5 | 0.069 | upddated 7/30/2021
665 | R11 cavity+R8 foam Metal 16"OC | 10-5 | 0.064 | upddated 7/30/2021
666 | R11 cavity+R9 foam Metal 16"OC | 10-5 | 0.06 | upddated 7/30/2021
667 | R11 cavity+R10 foam Metal 16"OC | 10-5 | 0.057 | upddated 7/30/2021
668 | R11 cavity+R11 foam Metal 16"OC | 10-5 | 0.054 | upddated 7/30/2021
669 | R11 cavity+R12 foam Metal 16"OC | 10-5 | 0.051 | upddated 7/30/2021
670 | R11 cavity+R13 foam Metal 16"OC | 10-5 | 0.049 | upddated 7/30/2021
671 | R11 cavity+R14 foam Metal 16"OC | 10-5 | 0.046 | upddated 7/30/2021
672 | R11 cavity+R15 foam Metal 16"OC | 10-5 | 0.044 | upddated 7/30/2021
673 | R11 cavity+R16 foam Metal 16"OC | 10-5 | 0.036 | upddated 7/30/2021
674 | R13 cavity+R0 foam Metal 16"OC | 10-5 | 0.124
675 | R13 cavity+R1 foam Metal 16"OC | 10-5 | 0.111
676 | R13 cavity+R2 foam Metal 16"OC | 10-5 | 0.1
677 | R13 cavity+R3 foam Metal 16"OC | 10-5 | 0.091
678 | R13 cavity+R4 foam Metal 16"OC | 10-5 | 0.083
679 | R13 cavity+R5 foam Metal 16"OC | 10-5 | 0.077
680 | R13 cavity+R6 foam Metal 16"OC | 10-5 | 0.071
681 | R13 cavity+R7 foam Metal 16"OC | 10-5 | 0.066
682 | R13 cavity+R8 foam Metal 16"OC | 10-5 | 0.062
683 | R13 cavity+R9 foam Metal 16"OC | 10-5 | 0.059
684 | R13 cavity+R10 foam Metal 16"OC | 10-5 | 0.055
685 | R15 cavity+R0 foam Metal 16"OC | 10-5 | 0.118
686 | R15 cavity+R1 foam Metal 16"OC | 10-5 | 0.106
687 | R15 cavity+R2 foam Metal 16"OC | 10-5 | 0.096
688 | R15 cavity+R3 foam Metal 16"OC | 10-5 | 0.087
689 | R15 cavity+R4 foam Metal 16"OC | 10-5 | 0.08
690 | R15 cavity+R5 foam Metal 16"OC | 10-5 | 0.074
691 | R15 cavity+R6 foam Metal 16"OC | 10-5 | 0.069
692 | R15 cavity+R7 foam Metal 16"OC | 10-5 | 0.065
693 | R15 cavity+R8 foam Metal 16"OC | 10-5 | 0.061
694 | R15 cavity+R9 foam Metal 16"OC | 10-5 | 0.057
695 | R15 cavity+R10 foam Metal 16"OC | 10-5 | 0.054
696 | R19 cavity+R0 foam Metal 16"OC | 10-5 | 0.109
697 | R19 cavity+R1 foam Metal 16"OC | 10-5 | 0.099
698 | R19 cavity+R2 foam Metal 16"OC | 10-5 | 0.09
699 | R19 cavity+R3 foam Metal 16"OC | 10-5 | 0.082
700 | R19 cavity+R4 foam Metal 16"OC | 10-5 | 0.076
701 | R19 cavity+R5 foam Metal 16"OC | 10-5 | 0.071
702 | R19 cavity+R6 foam Metal 16"OC | 10-5 | 0.066
703 | R19 cavity+R7 foam Metal 16"OC | 10-5 | 0.062
704 | R19 cavity+R8 foam Metal 16"OC | 10-5 | 0.058
705 | R19 cavity+R9 foam Metal 16"OC | 10-5 | 0.055
706 | R19 cavity+R10 foam Metal 16"OC | 10-5 | 0.052
707 | R21 cavity+R0 foam Metal 16"OC | 10-5 | 0.106
708 | R21 cavity+R1 foam Metal 16"OC | 10-5 | 0.096
709 | R21 cavity+R2 foam Metal 16"OC | 10-5 | 0.087
710 | R21 cavity+R3 foam Metal 16"OC | 10-5 | 0.08
711 | R21 cavity+R4 foam Metal 16"OC | 10-5 | 0.074
712 | R21 cavity+R5 foam Metal 16"OC | 10-5 | 0.069
713 | R21 cavity+R6 foam Metal 16"OC | 10-5 | 0.065
714 | R21 cavity+R7 foam Metal 16"OC | 10-5 | 0.061
715 | R21 cavity+R8 foam Metal 16"OC | 10-5 | 0.057
716 | R21 cavity+R9 foam Metal 16"OC | 10-5 | 0.054
717 | R21 cavity+R10 foam Metal 16"OC | 10-5 | 0.051
718 | R25 cavity+R0 foam Metal 16"OC | 10-5 | 0.091
719 | R25 cavity+R1 foam Metal 16"OC | 10-5 | 0.083
720 | R25 cavity+R2 foam Metal 16"OC | 10-5 | 0.077
721 | R25 cavity+R3 foam Metal 16"OC | 10-5 | 0.071
722 | R25 cavity+R4 foam Metal 16"OC | 10-5 | 0.067
723 | R25 cavity+R5 foam Metal 16"OC | 10-5 | 0.062
724 | R25 cavity+R6 foam Metal 16"OC | 10-5 | 0.059
725 | R25 cavity+R7 foam Metal 16"OC | 10-5 | 0.055
726 | R25 cavity+R8 foam Metal 16"OC | 10-5 | 0.053
727 | R25 cavity+R9 foam Metal 16"OC | 10-5 | 0.05
728 | R25 cavity+R10 foam Metal 16"OC | 10-5 | 0.048
729 | R11 cavity+R0 foam Metal 24"OC | 10-5 | 0.116
730 | R11 cavity+R1 foam Metal 24"OC | 10-5 | 0.104
731 | R11 cavity+R2 foam Metal 24"OC | 10-5 | 0.094
732 | R11 cavity+R3 foam Metal 24"OC | 10-5 | 0.086
733 | R11 cavity+R4 foam Metal 24"OC | 10-5 | 0.079
734 | R11 cavity+R5 foam Metal 24"OC | 10-5 | 0.073
735 | R11 cavity+R6 foam Metal 24"OC | 10-5 | 0.068
736 | R11 cavity+R7 foam Metal 24"OC | 10-5 | 0.064
737 | R11 cavity+R8 foam Metal 24"OC | 10-5 | 0.06
738 | R11 cavity+R9 foam Metal 24"OC | 10-5 | 0.057
739 | R11 cavity+R10 foam Metal 24"OC | 10-5 | 0.054
740 | R13 cavity+R0 foam Metal 24"OC | 10-5 | 0.108
741 | R13 cavity+R1 foam Metal 24"OC | 10-5 | 0.098
742 | R13 cavity+R2 foam Metal 24"OC | 10-5 | 0.089
743 | R13 cavity+R3 foam Metal 24"OC | 10-5 | 0.082
744 | R13 cavity+R4 foam Metal 24"OC | 10-5 | 0.075
745 | R13 cavity+R5 foam Metal 24"OC | 10-5 | 0.07
746 | R13 cavity+R6 foam Metal 24"OC | 10-5 | 0.066
747 | R13 cavity+R7 foam Metal 24"OC | 10-5 | 0.062
748 | R13 cavity+R8 foam Metal 24"OC | 10-5 | 0.058
749 | R13 cavity+R9 foam Metal 24"OC | 10-5 | 0.055
750 | R13 cavity+R10 foam Metal 24"OC | 10-5 | 0.052
751 | R15 cavity+R0 foam Metal 24"OC | 10-5 | 0.102
752 | R15 cavity+R1 foam Metal 24"OC | 10-5 | 0.092
753 | R15 cavity+R2 foam Metal 24"OC | 10-5 | 0.084
754 | R15 cavity+R3 foam Metal 24"OC | 10-5 | 0.078
755 | R15 cavity+R4 foam Metal 24"OC | 10-5 | 0.072
756 | R15 cavity+R5 foam Metal 24"OC | 10-5 | 0.067
757 | R15 cavity+R6 foam Metal 24"OC | 10-5 | 0.063
758 | R15 cavity+R7 foam Metal 24"OC | 10-5 | 0.059
759 | R15 cavity+R8 foam Metal 24"OC | 10-5 | 0.056
760 | R15 cavity+R9 foam Metal 24"OC | 10-5 | 0.053
761 | R15 cavity+R10 foam Metal 24"OC | 10-5 | 0.05
762 | R19 cavity+R0 foam Metal 24"OC | 10-5 | 0.094
763 | R19 cavity+R1 foam Metal 24"OC | 10-5 | 0.086
764 | R19 cavity+R2 foam Metal 24"OC | 10-5 | 0.079
765 | R19 cavity+R3 foam Metal 24"OC | 10-5 | 0.073
766 | R19 cavity+R4 foam Metal 24"OC | 10-5 | 0.068
767 | R19 cavity+R5 foam Metal 24"OC | 10-5 | 0.064
768 | R19 cavity+R6 foam Metal 24"OC | 10-5 | 0.06
769 | R19 cavity+R7 foam Metal 24"OC | 10-5 | 0.057
770 | R19 cavity+R8 foam Metal 24"OC | 10-5 | 0.054
771 | R19 cavity+R9 foam Metal 24"OC | 10-5 | 0.051
772 | R19 cavity+R10 foam Metal 24"OC | 10-5 | 0.048
773 | R21 cavity+R0 foam Metal 24"OC | 10-5 | 0.09
774 | R21 cavity+R1 foam Metal 24"OC | 10-5 | 0.083
775 | R21 cavity+R2 foam Metal 24"OC | 10-5 | 0.077
776 | R21 cavity+R3 foam Metal 24"OC | 10-5 | 0.071
777 | R21 cavity+R4 foam Metal 24"OC | 10-5 | 0.066
778 | R21 cavity+R5 foam Metal 24"OC | 10-5 | 0.062
779 | R21 cavity+R6 foam Metal 24"OC | 10-5 | 0.059
780 | R21 cavity+R7 foam Metal 24"OC | 10-5 | 0.055
781 | R21 cavity+R8 foam Metal 24"OC | 10-5 | 0.052
782 | R21 cavity+R9 foam Metal 24"OC | 10-5 | 0.05
783 | R21 cavity+R10 foam Metal 24"OC | 10-5 | 0.048
784 | R25 cavity+R0 foam Metal 24"OC | 10-5 | 0.079
785 | R25 cavity+R1 foam Metal 24"OC | 10-5 | 0.073
786 | R25 cavity+R2 foam Metal 24"OC | 10-5 | 0.068
787 | R25 cavity+R3 foam Metal 24"OC | 10-5 | 0.064
788 | R25 cavity+R4 foam Metal 24"OC | 10-5 | 0.06
789 | R25 cavity+R5 foam Metal 24"OC | 10-5 | 0.057
790 | R25 cavity+R6 foam Metal 24"OC | 10-5 | 0.054
791 | R25 cavity+R7 foam Metal 24"OC | 10-5 | 0.051
792 | R25 cavity+R8 foam Metal 24"OC | 10-5 | 0.048
793 | R25 cavity+R9 foam Metal 24"OC | 10-5 | 0.046
794 | R25 cavity+R10 foam Metal 24"OC | 10-5 | 0.044
795 | R0 Exposed 8"block+empty | 10-5 | 0.4
796 | R0 Exposed 8"block+perlite | 10-5 | 0.23
797 | R0 Exposed 8"block+vermiculite | 10-5 | 0.24
798 | R0 Exposed 8"block+solid. | 10-5 | 0.43
799 | R5 int. Wood furring 8"block+empty | 10-5 | 0.14
800 | R5 int. Wood furring 8"block+perlite | 10-5 | 0.11
801 | R5 int. Wood furring 8"block+vermiculite | 10-5 | 0.12
802 | R5 int. Wood furring 8"block+solid | 10-5 | 0.15
803 | R6 int. Wood furring 8"block+empty | 10-5 | 0.14
804 | R6 int. Wood furring 8"block+perlite | 10-5 | 0.11
805 | R6 int. Wood furring 8"block+vermiculite | 10-5 | 0.11
806 | R6 int. Wood furring 8"block+solid | 10-5 | 0.14
807 | R10.5 int. Wood furring 8"block+empty | 10-5 | 0.11
808 | R10.5 int. Wood furring 8"block+perlite | 10-5 | 0.09
809 | R10.5 int. Wood furring 8"block+vermic. | 10-5 | 0.09
810 | R10.5 int. Wood furring 8"block+solid | 10-5 | 0.11
811 | R8 int. Metal Clips 8"block+empty | 10-5 | 0.11
812 | R8 int. Metal Clips 8"block+perlite | 10-5 | 0.09
813 | R8 int. Metal Clips 8"block+vermiculite | 10-5 | 0.09
814 | R8 int. Metal Clips 8"block+solid | 10-5 | 0.11
815 | R6 Exterior 8"block+empty | 10-5 | 0.12
816 | R6 Exterior 8"block+perlite | 10-5 | 0.1
817 | R6 Exterior 8"block+vermiculite | 10-5 | 0.1
818 | R6 Exterior 8"block+solid | 10-5 | 0.12
819 | R10 Exterior 8"block+empty | 10-5 | 0.08
820 | R10 Exterior 8"block+perlite | 10-5 | 0.07
821 | R10 Exterior 8"block+vermiculite | 10-5 | 0.07
822 | R10 Exterior 8"block+solid | 10-5 | 0.08
823 | R9.5 Poly Two Web 8"block+empty | 10-5 | 0.11
824 | R9.5 Poly Two Web 8"block+perlite | 10-5 | 0.09
825 | R9.5 Poly Two Web 8"block+vermiculite | 10-5 | 0.09
826 | R9.5 Poly Two Web 8"block+solid | 10-5 | 0.12
827 | R0 Exposed 12"block+empty | 10-5 | 0.35
828 | R0 Exposed 12"block+perlite | 10-5 | 0.17
829 | R0 Exposed 12"block+vermiculite | 10-5 | 0.18
830 | R0 Exposed 12"block+solid. | 10-5 | 0.33
831 | R5 int. Wood furring 12"block+empty | 10-5 | 0.14
832 | R5 int. Wood furring 12"block+perlite | 10-5 | 0.1
833 | R5 int. Wood furring 12"block+vermiculite | 10-5 | 0.1
834 | R5 int. Wood furring 12"block+solid | 10-5 | 0.13
835 | R6 int. Wood furring 12"block+empty | 10-5 | 0.13
836 | R6 int. Wood furring 12"block+perlite | 10-5 | 0.09
837 | R6 int. Wood furring 12"block+vermiculite | 10-5 | 0.1
838 | R6 int. Wood furring 12"block+solid | 10-5 | 0.13
839 | R10.5 int. Wood furring 12"block+empty | 10-5 | 0.11
840 | R10.5 int. Wood furring 12"block+perlite | 10-5 | 0.08
841 | R10.5 int. Wood furring 12"block+vermic. | 10-5 | 0.08
842 | R10.5 int. Wood furring 12"block+solid | 10-5 | 0.1
843 | R8 int. Metal Clips 12"block+empty | 10-5 | 0.1
844 | R8 int. Metal Clips 12"block+perlite | 10-5 | 0.08
845 | R8 int. Metal Clips 12"block+vermiculite | 10-5 | 0.08
846 | R8 int. Metal Clips 12"block+solid | 10-5 | 0.09
847 | R6 Exterior 12"block+empty | 10-5 | 0.11
848 | R6 Exterior 12"block+perlite | 10-5 | 0.09
849 | R6 Exterior 12"block+vermiculite | 10-5 | 0.09
850 | R6 Exterior 12"block+solid | 10-5 | 0.11
851 | R10 Exterior 12"block+empty | 10-5 | 0.08
852 | R10 Exterior 12"block+perlite | 10-5 | 0.06
853 | R10 Exterior 12"block+vermiculite | 10-5 | 0.06
854 | R10 Exterior 12"block+solid | 10-5 | 0.08
855 | R9.5 Poly Two Web 12"block+empty | 10-5 | 0.11
856 | R9.5 Poly Two Web 12"block+perlite | 10-5 | 0.08
857 | R9.5 Poly Two Web 12"block+vermic. | 10-5 | 0.09
858 | R9.5 Poly Two Web 12"block+solid | 10-5 | 0.12
859 | R0 Exposed 8"brick+empty | 10-5 | 0.5
860 | R0 Exposed 8"brick+perlite | 10-5 | 0.31
861 | R0 Exposed 8"brick+vermiculite | 10-5 | 0.32
862 | R0 Exposed 8"brick+solid. | 10-5 | 0.56
863 | R5 Wood furring 8"brick+empty | 10-5 | 0.15
864 | R5 int.. Wood furring 8"brick+perlite | 10-5 | 0.13
865 | R5 int. Wood furring 8"brick+vermiculite | 10-5 | 0.13
866 | R5 int. Wood furring 8"brick+solid | 10-5 | 0.16
867 | R6 int. Wood furring 8"brick+empty | 10-5 | 0.15
868 | R6 int. Wood furring 8"brick+perlite | 10-5 | 0.12
869 | R6 int. Wood furring 8"brick+vermiculite | 10-5 | 0.12
870 | R6 int. Wood furring 8"brick+solid | 10-5 | 0.15
871 | R10.5 int. Wood furring 8"brick+empty | 10-5 | 0.12
872 | R10.5 int. Wood furring 8"brick+perlite | 10-5 | 0.1
873 | R10.5 int. Wood furring 8"brick+vermic | 10-5 | 0.1
874 | R10.5 int. Wood furring 8"brick+solid | 10-5 | 0.12
875 | R8 int. Metal Clips 8"brick+empty | 10-5 | 0.11
876 | R8 int. Metal Clips 8"brick+perlite | 10-5 | 0.1
877 | R8 int. Metal Clips 8"brick+vermiculite | 10-5 | 0.1
878 | R8 int. Metal Clips 8"brick+solid | 10-5 | 0.11
879 | R6 Exterior 8"brick+empty | 10-5 | 0.12
880 | R6 Exterior 8"brick+perlite | 10-5 | 0.11
881 | R6 Exterior 8"brick+vermiculite | 10-5 | 0.11
882 | R6 Exterior 8"brick+solid | 10-5 | 0.13
883 | R10 Exterior 8"brick+empty | 10-5 | 0.08
884 | R10 Exterior 8"brick+perlite | 10-5 | 0.08
885 | R10 Exterior 8"brick+vermiculite | 10-5 | 0.08
886 | R10 Exterior 8"brick+solid | 10-5 | 0.09
887 | R0 Exposed 6"Concrete+solid. | 10-5 | 0.61
888 | R5 int. Wood furring 6"Concrete+solid | 10-5 | 0.16
889 | R6 int. Wood furring 6"Concrete+solid | 10-5 | 0.15
890 | R10.5 int. Wood furring 6"Concrete+solid | 10-5 | 0.12
891 | R8 int. Metal Clips 6"Concrete+solid | 10-5 | 0.12
892 | R6 Exterior 6"Concrete+solid | 10-5 | 0.13
893 | R10 Exterior 6"Concrete+solid | 10-5 | 0.09
894 | Int Concrete Floors, Exposed Concrete,6"wall | 10-5B | 0.816
895 | Int Concrete Floors, R-5 Ext., 6"wall | 10-5B | 0.161
896 | Int Concrete, Floors R-6 Ext., 6"wall | 10-5B | 0.138
897 | Int Concrete, Floors R-7 Ext., 6"wall | 10-5B | 0.122
898 | Int Concrete, Floors R-8 Ext., 6"wall | 10-5B | 0.108
899 | Int Concrete, Floors R-9 Ext., 6"wall | 10-5B | 0.098
900 | Int Concrete, Floors R-10 Ext., 6"wall | 10-5B | 0.089
901 | Int Concrete Floors, Exposed Concrete,8"wall | 10-5B | 0.741
902 | Int Concrete Floors, R-5 Ext., 8"wall | 10-5B | 0.157
903 | Int Concrete, Floors R-6 Ext., 8"wall | 10-5B | 0.136
904 | Int Concrete, Floors R-7 Ext., 8"wall | 10-5B | 0.12
905 | Int Concrete, Floors R-8 Ext., 8"wall | 10-5B | 0.107
906 | Int Concrete, Floors R-9 Ext., 8"wall | 10-5B | 0.097
907 | Int Concrete, Floors R-10 Ext., 8"wall | 10-5B | 0.088
908 | Int Concrete Floors, Exposed Concrete,10"wall | 10-5B | 0.678
909 | Int Concrete Floors, R-5 Ext., 10"wall | 10-5B | 0.154
910 | Int Concrete, Floors R-6 Ext., 10"wall | 10-5B | 0.134
911 | Int Concrete, Floors R-7 Ext., 10"wall | 10-5B | 0.118
912 | Int Concrete, Floors R-8 Ext., 10"wall | 10-5B | 0.106
913 | Int Concrete, Floors R-9 Ext., 10"wall | 10-5B | 0.095
914 | Int Concrete, Floors R-10 Ext., 10"wall | 10-5B | 0.087
915 | Int Concrete Floors, Exposed Concrete,12"wall | 10-5B | 0.625
916 | Int Concrete Floors, R-5 Ext., 12"wall | 10-5B | 0.152
917 | Int Concrete, Floors R-6 Ext., 12"wall | 10-5B | 0.132
918 | Int Concrete, Floors R-7 Ext., 12"wall | 10-5B | 0.116
919 | Int Concrete, Floors R-8 Ext., 12"wall | 10-5B | 0.104
920 | Int Concrete, Floors R-9 Ext., 12"wall | 10-5B | 0.094
921 | Int Concrete, Floors R-10 Ext., 12"wall | 10-5B | 0.086
922 | ICF, R20 | NEEA REMRate | 0.045
923 | ICF, R22 | NEEA REMRate | 0.042
924 | ICF, R24 | NEEA REMRate | 0.038
925 | ICF, R25 | NEEA REMRate | 0.037
926 | ICF, R28 | NEEA REMRate | 0.033
927 | SIPS, 8" | NEEA REMRate | 0.03
928 | SIPS, 10" | NEEA REMRate | 0.024
929 | SIPS, 12" | NEEA REMRate | 0.02
930 | == Custom Entries per WSEC R402.1.5 U-factor Reference and Calculations ======== |  |  | Notes | Your entries appear at bottom of drowdown menus on "Group R" tab
931 | R21 cavity+R16 foam INT 2X6W T111 | Custom | 0.028
932 | R23 BIBS 2x6W | Custom | 0.052
933 | Test wall | Custom | 0.1 | junk
934 |  | Custom
935 |  | Custom
936 |  | Custom
937 |  | Custom
938 |  | Custom
939 |  | Custom
940 |  | Custom
941 |  | Custom
942 |  | Custom
943 |  | Custom
944 |  | Custom
945 |  | Custom
946 |  | Custom
947 |  | Custom
948 |  | Custom
949 |  | Custom
950 |  | Custom
951 |  | Custom
952 |  | Custom
953 |  | Custom
954 |  | Custom
955 |  | Custom
956 |  | Custom
957 |  | Custom
958 |  | Custom
959 |  | Custom
960 |  | Custom
961 |  | Custom
962 |  | Custom
963 |  | Custom
964 |  | Custom
965 |  | Custom
966 |  | Custom
967 |  | Custom
968 |  | Custom
969 |  | Custom
970 |  | Custom
971 |  | Custom
972 |  | Custom
973 |  | Custom
974 |  | Custom
975 |  | Custom
976 |  | Custom
977 |  | Custom
978 |  | Custom
979 |  | Custom
980 |  | Custom
981 |  | Custom
982 |  | Custom
983 |  | Custom
984 |  | Custom
985 |  | Custom
Editing Instructions:
Only white areas on the sheet can be edited. Enter component description, and calculated U-factor. Submit the detailed calculations as part of the application for your building permit.
Where proposed construction assemblies are not represented in Appendix A tables, values shall be calculated in accordance with Chapters 21-29 in Standard RS-1 listed in Chapter 5, (ASHRAE Handbook of Fundamentals) using the framing factors listed in Appendix A where applicable.
For envelope assemblies containing metal framing, the U-factor shall be determined by one of the following methods:
1. Results of laboratory or field measurements.
2. Standard RS-25, listed in Chapter 5, where the metal framing is bonded on one or both sides to a metal skin or covering.
3. The zone method as provided in Chapter 24 of Standard RS-1, listed in Chapter 5.
4. Results of parallel path correction factors for effective framing/cavity R-values as provided in TABLE A103.3.6.1(1) : Effective R-Values for Metal Framing and Cavity Only for metal stud walls and roof/ceilings.
Return to Input
Note on B6: On each data tab we have created a “Most Frequently Used” section at the top, which appears on drop down menus and includes the most commonly selected items. Most of the items in this top section are intentionally duplicates of items from the more extensive list below.

## Floors (hidden)
WSU Code Compliance Calculator - WSEC 2015 &2018 |  |  |  |  | (C) 2020
Floor Database
Index | Component Description | Reference | Floor U
1
2 | === Most Frequently Used =========
3 | R0 vented Joist | 10-3 | 0.134
4 | R19 vented Joist | 10-3 | 0.041
5 | R30 vented Joist (Code Baseline) | 10-3 | 0.029
6 | R30 vented Post/Beam (Code Baseline) | 10-3 | 0.028
7 | R38 vented Joist (2021 1.2, 1,3; 2018 1.3-1.5) | 10-3 | 0.025
8 | R38 vented Post/Beam (2021 1.2, 1.3; 2018 1.3-1.5) | 10-3 | 0.024
9 | R48 vented Joist (2021 1.4; 2018 1.6) |  | 0.02 | added 2021
10 | R48 vented Post/Beam (2021 1.4; 2018 1.6) |  | 0.02 | added 2021
11 | No floors in thermal envelope | NA | 0
12 | 2021 U-factor Baseline (Table R402.1.2) | Table R402.1.2 | 0.029
13 | ============================
14 | R0 vented Joist | 10-3 | 0.134
15 | R0 vented Post/Beam | 10-3 | 0.112
16 | R11 vented Joist | 10-3 | 0.056
17 | R11 vented Post/Beam | 10-3 | 0.052
18 | R19 vented Joist | 10-3 | 0.041
19 | R19 vented Post/Beam | 10-3 | 0.038
20 | R22 vented Joist | 10-3 | 0.037
21 | R22 vented Post/Beam | 10-3 | 0.034
22 | R25 vented Joist | 10-3 | 0.034
23 | R25 vented Post/Beam | 10-3 | 0.032
24 | R30 vented Joist | 10-3 | 0.029
25 | R30 vented Post/Beam | 10-3 | 0.028
26 | R38 vented Joist | 10-3 | 0.025
27 | R38 vented Post/Beam | 10-3 | 0.024
28 | R11 perim vented Joist | 10-3 | 0.116
29 | R11 perim vented Post/Beam | 10-3 | 0.1
30 | R19 perim vented Joist | 10-3 | 0.114
31 | R19 perim vented Post/Beam | 10-3 | 0.098
32 | R30 perim vented Joist | 10-3 | 0.107
33 | R30 perim vented Post/Beam | 10-3 | 0.093
34 | R11 + R11 perim vented Joist | 10-3 | 0.052
35 | R11 + R11 perim vented Post/Beam | 10-3 | 0.048
36 | R19 + R11 perim vented Joist | 10-3 | 0.038
37 | R19 + R11 perim vented Post/Beam | 10-3 | 0.036
38 | R22 + R11 perim vented Joist | 10-3 | 0.035
39 | R22 + R11 perim vented Post/Beam | 10-3 | 0.033
40 | R25 + R11 perim vented Joist | 10-3 | 0.033
41 | R25 + R11 perim vented Post/Beam | 10-3 | 0.031
42 | R30 + R11 perim vented Joist | 10-3 | 0.028
43 | R30 + R11 perim vented Post/Beam | 10-3 | 0.027
44 | R38 + R11 perim vented Joist | 10-3 | 0.024
45 | R38 + R11 perim vented Post/Beam | 10-3 | 0.024
46 | R11 perim unvented Heated plenum | 10-4 | 0.085
47 | R19 perim unvented Heated plenum | 10-4 | 0.075
48 | R30 perim unvented Heated plenum | 10-4 | 0.069
49 | 7.25" stress skin panel | WSU | 0.034
50 | 9.25" stress skin panel | WSU | 0.028
51 | 11.25" stress skin panel | WSU | 0.024
52 | R11 Concrete Exposed | 10-4A | 0.077
53 | R15 Concrete Exposed | 10-4A | 0.059
54 | R19 Concrete Exposed | 10-4A | 0.048
55 | R21 Concrete Exposed | 10-4A | 0.043
56 | R25 Concrete Exposed | 10-4A | 0.037
57 | R30 Concrete Exposed | 10-4A | 0.031
58 | R38 Concrete Exposed | 10-4A | 0.025
59 | R11 Wood Joist Exposed | 10-4A | 0.088
60 | R15 Wood Joist Exposed | 10-4A | 0.076
61 | R19 Wood Joist Exposed | 10-4A | 0.062
62 | R21 Wood Joist Exposed | 10-4A | 0.057
63 | R30 Wood Joist Exposed | 10-4A | 0.051
64 | R38 Wood Joist Exposed | 10-4A | 0.04
65 | R25 Wood Joist Exposed | 10-4A | 0.034
66 | R11 Metal Joist Exposed | 10-4A | 0.14
67 | R15 Metal Joist Exposed | 10-4A | 0.12
68 | R19 Metal Joist Exposed | 10-4A | 0.11
69 | R21 Metal Joist Exposed | 10-4A | 0.11
70 | R25 Metal Joist Exposed | 10-4A | 0.1
71 | R30 Metal Joist Exposed | 10-4A | 0.09
72 | R38 Metal Joist Exposed | 10-4A | 0.08
73 | == Custom Entries per WSEC R402.1.5 U-factor Reference and Calculations ======== |  |  | Notes | Your entries appear at bottom of drowdown menus on "Group R" tab
74 | R48 vented Joist | Custom | 0.02
75 | 2x6 R23 cavity, 16"oc with 2" XPS | Custom | 0.0317
76 |  | Custom
77 |  | Custom
78 |  | Custom
79 |  | Custom
80 |  | Custom
81 |  | Custom
82 |  | Custom
83 |  | Custom
84 |  | Custom
85 |  | Custom
86 |  | Custom
87 |  | Custom
88 |  | Custom
89 |  | Custom
90 |  | Custom
91 |  | Custom
92 |  | Custom
93 |  | Custom
94 |  | Custom
95 |  | Custom
96 |  | Custom
97 |  | Custom
98 |  | Custom
99 |  | Custom
100 |  | Custom
101 |  | Custom
102 |  | Custom
103 |  | Custom
104 |  | Custom
105 |  | Custom
106 |  | Custom
107 |  | Custom
108 |  | Custom
109 |  | Custom
110 |  | Custom
111 |  | Custom
112 |  | Custom
113 |  | Custom
Editing Instructions:
Only white areas on the sheet can be edited. Enter component description, and calculated U-factor. Submit the detailed calculations as part of the application for your building permit.
Where proposed construction assemblies are not represented in Appendix A tables, values shall be calculated in accordance with Chapters 21-29 in Standard RS-1 listed in Chapter 5, (ASHRAE Handbook of Fundamentals) using the framing factors listed in Appendix A where applicable.
For envelope assemblies containing metal framing, the U-factor shall be determined by one of the following methods:
1. Results of laboratory or field measurements.
2. Standard RS-25, listed in Chapter 5, where the metal framing is bonded on one or both sides to a metal skin or covering.
3. The zone method as provided in Chapter 24 of Standard RS-1, listed in Chapter 5.
4. Results of parallel path correction factors for effective framing/cavity R-values as provided in TABLE A103.3.6.1(1) : Effective R-Values for Metal Framing and Cavity Only for metal stud walls and roof/ceilings.
Return to Input
Note on B6: On each data tab we have created a “Most Frequently Used” section at the top, which appears on drop down menus and includes the most commonly selected items. Most of the items in this top section are intentionally duplicates of items from the more extensive list below.

## Slab on Grade (hidden)
WSU Code Compliance Calculator - WSEC 2015 &2018 |  |  |  |  | (C) 2020
Slab-on-Grade Database
Index | Component Description | Reference | Slab F
1
2 | === Most Frequently Used =========
3 | R0 uninsulated | 10-2 | 0.73
4 | R10 2' vertical (Code Baseline) | 10-2 | 0.54
5 | R10 2' horizontal w/TB (Code Baseline) | WSU | 0.54
6 | R10 4' vertical |  | 0.48
7 | R10 4' horizontal w/TB |  | 0.48
8 | R-7.5 On top of slab (Existing slab conversion only) | Footnote, Table 402 | 0.54
9 | R10 Fully insulated Heated (Code Baseline) | 10-2 | 0.55
10 | R10 Fully insulated (2018 1.3-1.5) | 10-2 | 0.36
11 | R20 Fully insulated (2018 1.6) | Table A6.3, ASHRAE 90.1 | 0.261
12 | R20 Fully insulated Heated | Table A6.3, ASHRAE 90.1 | 0.373
13 | No slab on grade | NA | 0
14 | 2021 U-factor Baseline (Table R402.1.2) | Table R402.1.2 | 0.54
15 | ============================
16 | R0 uninsulated | 10-2 | 0.73
17 | R5 2' horizontal, no TB | 10-2 | 0.7
18 | R7.5 2' horizontal, no TB | 10-2 | 0.7
19 | R10 2' horizontal, no TB | 10-2 | 0.7
20 | R15 2' horizontal, no TB | 10-2 | 0.69
21 | R5 4' horizontal, no TB | 10-2 | 0.67
22 | R7.5 4' horizontal, no TB | WSU | 0.655
23 | R10 4' horizontal, no TB | 10-2 | 0.64
24 | R15 4' horizontal, no TB | 10-2 | 0.63
25 | R5 2' vertical | 10-2 | 0.58
26 | R7.5 2' vertical | WSU | 0.56
27 | R10 2' vertical | 10-2 | 0.54
28 | R15 2' vertical | 10-2 | 0.52
29 | R20 2' Vertical | ASHRAE Table 6.3.1-1 | 0.51
30 | R25 2' Vertical | ASHRAE Table 6.3.1-1 | 0.505
31 | R30 2' Vertical | ASHRAE Table 6.3.1-1 | 0.502
32 | R5 4' vertical | 10-2 | 0.54
33 | R7.5 4' vertical | WSU | 0.51
34 | R10 4' vertical | 10-2 | 0.48
35 | R15 4' vertical | 10-2 | 0.45
36 | R20 4' Vertical | ASHRAE Table 6.3.1-1 | 0.434
37 | R25 4' Vertical | ASHRAE Table 6.3.1-1 | 0.424
38 | R30 4' Vertical | ASHRAE Table 6.3.1-1 | 0.419
39 | R5 2' horizontal w/TB | WSU | 0.58
40 | R7.5 2' horizontal w/TB | WSU | 0.56
41 | R10 2' horizontal w/TB | WSU | 0.54
42 | R15 2' horizontal w/TB | WSU | 0.52
43 | R5 4' horizontal w/TB | WSU | 0.54
44 | R7.5 4' horizontal w/TB | WSU | 0.51
45 | R10 4' horizontal w/TB | WSU | 0.48
46 | R15 4' horizontal w/TB | WSU | 0.45
47 | R5 Fully insulated | WSU | 0.46
48 | R10 Fully insulated | 10-2 | 0.36
49 | R15 Fully insulated | WSU | 0.3
50 | R20 Fully insulated | Table A6.3, ASHRAE 90.1 | 0.261 | Added 2020
51 | R25 Fully insulated | Table A6.3, ASHRAE 90.1 | 0.233 | Added 2020
52 | R30 Fully insulated | Table A6.3, ASHRAE 90.1 | 0.213 | Added 2020
53 | R35 Fully insulated | Table A6.3, ASHRAE 90.1 | 0.198 | Added 2020
54 | R40 Fully insulated | Table A6.3, ASHRAE 90.1 | 0.186 | Added 2020
55 | R45 Fully insulated | Table A6.3, ASHRAE 90.1 | 0.176 | Added 2020
56 | R50 Fully insulated | Table A6.3, ASHRAE 90.1 | 0.168 | Added 2020
57 | R10 2' perim/R5 center | WSU | 0.42
58 | R15 2' perim/R5 center | WSU | 0.4
59 | R15 2' perim/R10 center | WSU | 0.34
60 | R0 Uninsulated Heated | 10-2 | 0.84
61 | R5 Fully insulated Heated | 10-2 | 0.74
62 | R10 Fully insulated Heated | 10-2 | 0.55
63 | R15 Fully insulated Heated | 10-2 | 0.44
64 | R20 Fully insulated Heated | Table A6.3, ASHRAE 90.1 | 0.373 | Added 2020
65 | R25 Fully insulated Heated | Table A6.3, ASHRAE 90.1 | 0.326 | Added 2020
66 | R30 Fully insulated Heated | Table A6.3, ASHRAE 90.1 | 0.296 | Added 2020
67 | R35 Fully insulated Heated | Table A6.3, ASHRAE 90.1 | 0.273 | Added 2020
68 | R40 Fully insulated Heated | Table A6.3, ASHRAE 90.1 | 0.255 | Added 2020
69 | R45 Fully insulated Heated | Table A6.3, ASHRAE 90.1 | 0.239 | Added 2020
70 | R50 Fully insulated Heated | Table A6.3, ASHRAE 90.1 | 0.227 | Added 2020
71 | R10 perim/R5 center Heated | 10-2 | 0.66
72 | R15 perim/R5 center Heated | 10-2 | 0.62
73 | R15 perim/R10 center Heated | 10-2 | 0.51
74 | R10 3' vertical Heated | 10-2 | 0.78
75 | == Custom Entries per WSEC R402.1.5 U-factor Reference and Calculations ======== |  |  | Notes |  |  | CALCULATOR 1: Calculate F-value of heated and unheated fully insulated slab from R-value of insulation
76 | R-15 fully insulated unheated (est from ASHRAE 90.1/Baylon & Kennedy(2007) fit | Custom | 0.29468 | Estimated from ASHRAE 90.1 |  |  | R-value | F-value
77 | R-6 fully insulated unheated (est from ASHRAE 90.1/Baylon & Kennedy(2007) fit | Custom | 0.40376 | Estimated from ASHRAE 90.1 |  | Unheated | 15 | 0.29468 | R-15 fully insulated unheated (est from ASHRAE 90.1/Baylon & Kennedy(2007) fit
78 |  | Custom |  |  |  | Heated | 20 | 0.38176 | R-20 fully insulated heated (est from ASHRAE 90.1/Baylon & Kennedy(2007) fit
79 |  | Custom
80 |  | Custom
81 |  | Custom
82 |  | Custom
83 |  | Custom
84 |  | Custom
85 |  | Custom
86 |  | Custom
87 |  | Custom
References
ASHARAE 90.1 "Energy Standard for Buildings Except Low-Rise Residential Buildings"
[7 empty] | Link | https://www.usailighting.com/stuff/contentmgr/files/1/b90ce247855d0f17438484c003877338/misc/ashrae_90_1_2010.pdf
[7 empty] | SBCC Interpretation of Table A6.3 |  | https://www.ashrae.org/File%20Library/Technical%20Resources/Standards%20and%20Guidelines/Standards%20Intepretations/IC-90.1-2007-27.pdf
Data from Table A6.3 is from Baylon and Kennedy "Calculating the Impact of Ground Contact on Residential Heat Loss", 2007, ASHRAE
https://web.ornl.gov/sci/buildings/conf-archive/2007%20B10%20papers/092_Baylon.pdf
[7 empty] | For Table A6.3 refer to |  | https://unmethours.com/question/3629/f-factor-calculation-ashrae-901-2007-table-a63/
Ecotope: 1991_012_SuperGoodCentsHeat-V4.pdf
[8 empty] | Data from Table A6.3 |  | Curve Fit
[7 empty] | R-Value | Unheated Slab | Heated Slab | Unheated Slab | Heated Slab
[7 empty] | 0 | 0.73 | 1.35 | 0.72558 | 1.3461
[7 empty] | 5 | 0.46 | 0.74 | 0.47674 | 0.76229
[7 empty] | 7.5 | 0.41 | 0.64 | 0.40376 | 0.62403
[7 empty] | 10 | 0.36 | 0.55 | 0.35335 | 0.53896
[7 empty] | 15 | 0.3 | 0.44 | 0.29468 | 0.4444
[7 empty] | 20 | 0.261 | 0.373 | 0.2631 | 0.38176
[7 empty] | 25 | 0.233 | 0.326 | 0.23903 | 0.32783
[7 empty] | 30 | 0.213 | 0.296 | 0.21589 | 0.28802
[7 empty] | 35 | 0.198 | 0.273 | 0.19507 | 0.26747
[7 empty] | 40 | 0.186 | 0.255 | 0.18087 | 0.25827
[7 empty] | 45 | 0.176 | 0.239 | 0.17546 | 0.2429
[7 empty] | 50 | 0.168 | 0.227 | 0.17382 | 0.21377
[7 empty] | 55 | 0.161 | 0.217 | 0.15873 | 0.20897
Editing Instructions:
Only white areas on the sheet can be edited. Enter component description, and calculated U-factor. Submit the detailed calculations as part of the application for your building permit.
Where proposed construction assemblies are not represented in Appendix A tables, values shall be calculated in accordance with Chapters 21-29 in Standard RS-1 listed in Chapter 5, (ASHRAE Handbook of Fundamentals) using the framing factors listed in Appendix A where applicable.
For envelope assemblies containing metal framing, the U-factor shall be determined by one of the following methods:
1. Results of laboratory or field measurements.
2. Standard RS-25, listed in Chapter 5, where the metal framing is bonded on one or both sides to a metal skin or covering.
3. The zone method as provided in Chapter 24 of Standard RS-1, listed in Chapter 5.
4. Results of parallel path correction factors for effective framing/cavity R-values as provided in TABLE A103.3.6.1(1) : Effective R-Values for Metal Framing and Cavity Only for metal stud walls and roof/ceilings.
Return to Input
Note on B6: On each data tab we have created a “Most Frequently Used” section at the top, which appears on drop down menus and includes the most commonly selected items. Most of the items in this top section are intentionally duplicates of items from the more extensive list below.

## Below Grade Walls & Slabs (hidden)
WSU Code Compliance Calculator - WSEC 2015 &2018 | [5 empty] | (C) 2020
Below Grade Walls and Slabs - Updated to WSEC 2018, Appendix A, Table A104.1 (values changed from WSEC 2015 Appendix A)
Index |  | Component Description | Reference | Wall U | Slab F
1 |  | 1 | 2 | 3 | 4
2 |  | === Most Frequently Used =========
3 | 2' depth | R0 Uninsulated, 2' depth | 10-1 | 0.331 | 0.58 | Updated to WSEC 2018
4 | 2' depth | R10 Foam Ext, 2' depth | 10-1 | 0.089 | 0.56 | Updated to WSEC 2018
5 | 2' depth | R11 Batt, 2' depth | 10-1 | 0.063 | 0.67 | Updated to WSEC 2018
6 | 2' depth | R12 Foam Ext, 2' depth | 10-1 | 0.61 | 0.6 | Updated to WSEC 2018
7 | 2' depth | R10 Foam Ext w/TB, R10 Full Underslab, 2' depth | Baylon & Kennedy, https://web.ornl.gov/sci/buildings/conf-archive/2007%20B10%20papers/092_Baylon.pdf | 0.068 | 0.345 | Added 2020
8 | 2' depth | R20 Foam Ext w/TB, R10 Full Underslab, 2' depth | Baylon & Kennedy, https://web.ornl.gov/sci/buildings/conf-archive/2007%20B10%20papers/092_Baylon.pdf | 0.04 | 0.35 | Added 2020 from reference
9 | 2' depth | R21 Batt w/TB, 2' depth | WSU | 0.042 | 0.59 | Updated to WSEC 2018
10 | 3.5' depth | R0 Uninsulated, 3.5' depth | 10-1 | 0.271 | 0.51 | Updated to WSEC 2018
11 | 3.5' depth | R10 Foam Ext, 3.5' depth | 10-1 | 0.075 | 0.52 | Updated to WSEC 2018
12 | 3.5' depth | R11 Batt, 3.5' depth | 10-1 | 0.058 | 0.61 | Updated to WSEC 2018
13 | 3.5' depth | R12 Foam Ext, 3.5' depth | 10-1 | 0.057 | 0.57 | Updated to WSEC 2018
14 | 3.5' depth | R10 Foam Ext w/TB, R10 Full Underslab, 3.5' depth | Baylon & Kennedy, https://web.ornl.gov/sci/buildings/conf-archive/2007%20B10%20papers/092_Baylon.pdf | 0.064 | 0.324 | Added 2020
15 | 3.5' depth | R20 Foam Ext w/TB, R10 Full Underslab, 3.5' depth | Baylon & Kennedy, https://web.ornl.gov/sci/buildings/conf-archive/2007%20B10%20papers/092_Baylon.pdf | 0.038 | 0.331 | Added 2020 from reference
16 | 3.5' depth | R21 Batt w/TB, 3.5' depth | WSU | 0.04 | 0.56 | Updated to WSEC 2018
17 | 7' depth | R0 Uninsulated, 7' depth | 10-1 | 0.185 | 0.43 | Updated to WSEC 2018
18 | 7' depth | R10 Foam Ext, 7' depth | 10-1 | 0.058 | 0.47 | Updated to WSEC 2018
19 | 7' depth | R11 Batt, 7' depth | 10-1 | 0.051 | 0.541 | Updated to WSEC 2018
20 | 7' depth | R12 Foam Ext, 7' depth | 10-1 | 0.05 | 0.42 | Updated to WSEC 2018
21 | 7' depth | R10 Foam Ext w/TB, R10 Full Underslab, 7' depth | Baylon & Kennedy, https://web.ornl.gov/sci/buildings/conf-archive/2007%20B10%20papers/092_Baylon.pdf | 0.055 | 0.293 | Added 2020
22 | 7' depth | R20 Foam Ext w/TB, R10 Full Underslab, 7' depth | Baylon & Kennedy, https://web.ornl.gov/sci/buildings/conf-archive/2007%20B10%20papers/092_Baylon.pdf | 0.034 | 0.304 | Added 2020 from reference
23 | 7' depth | R21 Batt w/TB, 7' depth | WSU | 0.035 | 0.5 | Updated to WSEC 2018
24 |  | ============================
25 | 2' depth | R0 Uninsulated, 2' depth | Updated to WSEC 2018 | 0.331 | 0.58 | Updated to WSEC 2018
26 | 2' depth | R10 Foam Ext, 2' depth | Updated to WSEC 2018 | 0.089 | 0.56 | Updated to WSEC 2018
|  | R10 Foam Ext w/TB, R10 Full Underslab, 2' depth | Added 2020 | 0.068 | 0.345 | Updated to WSEC 2018
27 | 2' depth | R11 Batt, 2' depth | Updated to WSEC 2018 | 0.063 | 0.67 | Added 2023 from reference
28 | 2' depth | R11 Batt w/TB, 2' depth | Updated to WSEC 2018 | 0.065 | 0.59 | Added 2020 from reference
29 | 2' depth | R11 Batt + R5 ci, 2' depth | Added 2023 from reference | 0.044 | 0.677 | Added 2020 from reference
30 | 2' depth | R11 Batt + R5 ci w/TB, 2' depth | Added 2020 from reference | 0.046 | 0.59 | Updated to WSEC 2018
31 | 2' depth | R11 Batt + R5 ci R10 Fully Underslab, 2' depth | Added 2020 from reference | 0.048 | 0.348 | Interpolated between R11 and R19
32 | 2' depth | R12 Foam Ext, 2' depth | Updated to WSEC 2018 | 0.61 | 0.6 | Interpolated between R11 and R19
33 | 2' depth | R13 Batt, 2' depth | Interpolated between R11 and R19 | 0.056007 | 0.67333 | Interpolated between R11 and R19
34 | 2' depth | R13 Batt w/TB , 2' depth | Interpolated between R11 and R19 | 0.05834 | 0.59 | Interpolated between R11 and R19
35 | 2' depth | R13 Batt + R5 ci, 2' depth | Interpolated between R11 and R19 | 0.040337 | 0.67867 | Interpolated between R11 and R19
36 | 2' depth | R13 Batt + R5 ci R10 Fully Underslab, 2' depth | Interpolated between R11 and R19 | 0.044004 | 0.34867 | Interpolated between R11 and R19
37 | 2' depth | R15 Batt, 2' depth | Interpolated between R11 and R19 | 0.0525 | 0.675 | Updated to WSEC 2018
38 | 2' depth | R15 Batt w/TB, 2' depth | Interpolated between R11 and R19 | 0.055 | 0.59 | Updated to WSEC 2018
39 | 2' depth | R19 Batt, 2' depth | Updated to WSEC 2018 | 0.042 | 0.68 | Added 2023 from reference
40 | 2' depth | R19 Batt w/TB, 2' depth | Updated to WSEC 2018 | 0.045 | 0.59 | Added 2023 from reference
41 | 2' depth | R19 Batt + R5 ci, 2' depth | Added 2023 from reference | 0.033 | 0.682 | Added 2023 from reference
42 | 2' depth | R19 Batt + R5 ci w/TB, 2' depth | Added 2023 from reference | 0.034 | 0.594 | Added 2020 from reference
43 | 2' depth | R19 Batt + R5 ci R10 Fully Underslab, 2' depth | Added 2023 from reference | 0.036 | 0.35 | Updated to WSEC 2018
44 | 2' depth | R20 Foam Ext w/TB, R10 Full Underslab, 2' depth | Added 2020 from reference | 0.04 | 0.35 | Updated to WSEC 2018
45 | 2' depth | R21 Batt, 2' depth | Updated to WSEC 2018 | 0.04 | 0.68 | Added in WSEC 2018
46 | 2' depth | R21 Batt w/TB, 2' depth | Updated to WSEC 2018 | 0.042 | 0.59 | Added in WSEC 2018
47 | 2' depth | R21 Batt + R5 ci, 2' depth | Added in WSEC 2018 | 0.031 | 0.68 | Added in WSEC 2018
48 | 2' depth | R21 Batt + R5 ci w/TB, 2' depth | Added in WSEC 2018 | 0.032 | 0.59 | Added in WSEC 2018
49 | 2' depth | R21 Batt + R7 ci, 2' depth | Added in WSEC 2018 | 0.029 | 0.68 | Added 2020 from reference
50 | 2' depth | R21 Batt + R7 ci w/TB, 2' depth | Added in WSEC 2018 | 0.03 | 0.59 | Added 2020 from reference
51 | 2' depth | R21 Batt + R5 ci R10 Fully Underslab, 2' depth | Added 2020 from reference | 0.031 | 0.35 | Added 2020 from reference
52 | 2' depth | R25 Batt w/TB, 2' depth | Added 2020 from reference | 0.038 | 0.593 | 0
53 | 2' depth | R25 Batt w/TB, R10 Full Underslab, 2' depth | Added 2020 from reference | 0.04 | 0.35 | 0
54 | 3.5' depth | R0 Uninsulated, 3.5' depth | 10-1 | 0.271 | 0.51 | Updated to WSEC 2018
55 | 3.5' depth | R10 Foam Ext, 3.5' depth | 10-1 | 0.075 | 0.52 | Updated to WSEC 2018
56 | 3.5' depth | R10 Foam Ext w/TB, R10 Full Underslab, 3.5' depth | Baylon & Kennedy, https://web.ornl.gov/sci/buildings/conf-archive/2007%20B10%20papers/092_Baylon.pdf | 0.064 | 0.324 | Added 2020
57 | 3.5' depth | R11 Batt, 3.5' depth | 10-1 | 0.058 | 0.61 | Updated to WSEC 2018
58 | 3.5' depth | R11 Batt w/TB, 3.5' depth | 10-1 | 0.061 | 0.55 | Updated to WSEC 2018
59 | 3.5' depth | R11 Batt + R5 ci, 3.5' depth | Baylon & Kennedy, https://web.ornl.gov/sci/buildings/conf-archive/2007%20B10%20papers/092_Baylon.pdf | 0.042 | 0.624 | Added 2023 from reference
60 | 3.5' depth | R11 Batt + R5 ci w/TB, 3.5' depth | Baylon & Kennedy, https://web.ornl.gov/sci/buildings/conf-archive/2007%20B10%20papers/092_Baylon.pdf | 0.043 | 0.553 | Added 2020 from reference
61 | 3.5' depth | R11 Batt + R5 ci R10 Fully Underslab, 3.5' depth | Baylon & Kennedy, https://web.ornl.gov/sci/buildings/conf-archive/2007%20B10%20papers/092_Baylon.pdf | 0.045 | 0.329 | Added 2020 from reference
62 | 3.5' depth | R12 Foam Ext, 3.5' depth | 10-1 | 0.057 | 0.57 | Updated to WSEC 2018
63 | 3.5' depth | R13 Batt, 3.5' depth | WSU | 0.052339 | 0.61333 | Interpolated between R11 and R19 | [7 empty] | Figures from: Baylon & Kennedy, https://web.ornl.gov/sci/buildings/conf-archive/2007%20B10%20papers/092_Baylon.pdf
64 | 3.5' depth | R13 Batt w/TB , 3.5' depth | WSU | 0.054673 | 0.55 | Interpolated between R11 and R19
65 | 3.5' depth | R13 Batt + R5 ci, 3.5' depth | WSU | 0.038337 | 0.626 | Interpolated between R11 and R19
66 | 3.5' depth | R13 Batt + R5 ci R10 Fully Underslab, 3.5' depth | WSU | 0.041337 | 0.33033 | Interpolated between R11 and R19
| 3.5' depth | R15 Batt, 3.5' depth | WSU | 0.0495 | 0.615 | Interpolated between R11 and R19
67 | 3.5' depth | R15 Batt w/TB, 3.5' depth | WSU | 0.0515 | 0.55 | Interpolated between R11 and R19
68 | 3.5' depth | R19 Batt, 3.5' depth | 10-1 | 0.041 | 0.62 | Updated to WSEC 2018
69 | 3.5' depth | R19 Batt w/TB, 3.5' depth | 10-1 | 0.042 | 0.55 | Updated to WSEC 2018
70 | 3.5' depth | R19 Batt + R5 ci, 3.5' depth | Baylon & Kennedy, https://web.ornl.gov/sci/buildings/conf-archive/2007%20B10%20papers/092_Baylon.pdf | 0.031 | 0.63 | Added 2023 from reference
71 | 3.5' depth | R19 Batt + R5 ci w/TB, 3.5' depth | Baylon & Kennedy, https://web.ornl.gov/sci/buildings/conf-archive/2007%20B10%20papers/092_Baylon.pdf | 0.033 | 0.558 | Added 2023 from reference
72 | 3.5' depth | R19 Batt + R5 ci R10 Fully Underslab, 3.5' depth | Baylon & Kennedy, https://web.ornl.gov/sci/buildings/conf-archive/2007%20B10%20papers/092_Baylon.pdf | 0.034 | 0.333 | Added 2023 from reference
73 | 3.5' depth | R20 Foam Ext w/TB, R10 Full Underslab, 3.5' depth | Baylon & Kennedy, https://web.ornl.gov/sci/buildings/conf-archive/2007%20B10%20papers/092_Baylon.pdf | 0.038 | 0.331 | Added 2020 from reference
74 | 3.5' depth | R21 Batt, 3.5' depth | WSU | 0.038 | 0.63 | Updated to WSEC 2018
75 | 3.5' depth | R21 Batt w/TB, 3.5' depth | WSU | 0.04 | 0.56 | Updated to WSEC 2018
76 | 3.5' depth | R21 Batt + R5 ci, 3.5' depth | 10-1 | 0.03 | 0.632 | Added in WSEC 2018
77 | 3.5' depth | R21 Batt + R5 ci w/TB, 3.5' depth | 10-1 | 0.031 | 0.56 | Added in WSEC 2018
78 | 3.5' depth | R21 Batt + R7 ci, 3.5' depth | 10-1 | 0.027 | 0.63 | Added in WSEC 2018
79 | 3.5' depth | R21 Batt + R7 ci w/TB, 3.5' depth | 10-1 | 0.029 | 0.56 | Added in WSEC 2018
80 | 3.5' depth | R21 Batt + R5 ci R10 Fully Underslab, 3.5' depth | Baylon & Kennedy, https://web.ornl.gov/sci/buildings/conf-archive/2007%20B10%20papers/092_Baylon.pdf | 0.032 | 0.333 | Added 2020 from reference
81 | 3.5' depth | R25 Batt w/TB, 3.5' depth | Baylon & Kennedy, https://web.ornl.gov/sci/buildings/conf-archive/2007%20B10%20papers/092_Baylon.pdf | 0.036 | 0.557 | Added 2020 from reference
82 | 3.5' depth | R25 Batt w/TB, R10 Full Underslab, 3.5' depth | Baylon & Kennedy, https://web.ornl.gov/sci/buildings/conf-archive/2007%20B10%20papers/092_Baylon.pdf | 0.038 | 0.331 | Added 2020 from reference
83 | 7' depth | R0 Uninsulated, 7' depth | 10-1 | 0.185 | 0.43 | Updated to WSEC 2018
84 | 7' depth | R10 Foam Ext, 7' depth | 10-1 | 0.058 | 0.47 | Updated to WSEC 2018
| 7' depth | R10 Foam Ext w/TB, R10 Full Underslab, 7' depth | Baylon & Kennedy, https://web.ornl.gov/sci/buildings/conf-archive/2007%20B10%20papers/092_Baylon.pdf | 0.055 | 0.293 | Added 2020
85 | 7' depth | R11 Batt, 7' depth | 10-1 | 0.051 | 0.541 | Updated to WSEC 2018
86 | 7' depth | R11 Batt w/TB, 7' depth | 10-1 | 0.053 | 0.49 | Updated to WSEC 2018
87 | 7' depth | R11 Batt + R5 ci, 7' depth | Baylon & Kennedy, https://web.ornl.gov/sci/buildings/conf-archive/2007%20B10%20papers/092_Baylon.pdf | 0.037 | 0.553 | Added 2023 from reference
88 | 7' depth | R11 Batt + R5 ci w/TB, 7' depth | Baylon & Kennedy, https://web.ornl.gov/sci/buildings/conf-archive/2007%20B10%20papers/092_Baylon.pdf | 0.038 | 0.499 | Added 2020 from reference
89 | 7' depth | R11 Batt + R5 ci R10 Fully Underslab, 7' depth | Baylon & Kennedy, https://web.ornl.gov/sci/buildings/conf-archive/2007%20B10%20papers/092_Baylon.pdf | 0.04 | 0.301 | Added 2020 from reference
90 | 7' depth | R12 Foam Ext, 7' depth | 10-1 | 0.05 | 0.42 | Updated to WSEC 2018
91 | 7' depth | R13 Batt, 7' depth | WSU | 0.046005 | 0.54067 | Interpolated between R11 and R19
92 | 7' depth | R13 Batt w/TB , 7' depth | WSU | 0.047672 | 0.49333 | Interpolated between R11 and R19
93 | 7' depth | R13 Batt + R5 ci, 7' depth | WSU | 0.034003 | 0.55633 | Interpolated between R11 and R19
94 | 7' depth | R13 Batt + R5 ci R10 Fully Underslab, 7' depth | WSU | 0.037003 | 0.303 | Interpolated between R11 and R19
| 7' depth | R15 Batt, 7' depth | WSU | 0.0435 | 0.5405 | Interpolated between R11 and R19
95 | 7' depth | R15 Batt w/TB, 7' depth | WSU | 0.045 | 0.495 | Interpolated between R11 and R19
96 | 7' depth | R19 Batt, 7' depth | 10-1 | 0.036 | 0.54 | Updated to WSEC 2018
97 | 7' depth | R19 Batt w/TB, 7' depth | 10-1 | 0.037 | 0.5 | Updated to WSEC 2018
98 | 7' depth | R19 Batt + R5 ci, 7' depth | Baylon & Kennedy, https://web.ornl.gov/sci/buildings/conf-archive/2007%20B10%20papers/092_Baylon.pdf | 0.028 | 0.563 | Added 2023 from reference
99 | 7' depth | R19 Batt + R5 ci w/TB, 7' depth | Baylon & Kennedy, https://web.ornl.gov/sci/buildings/conf-archive/2007%20B10%20papers/092_Baylon.pdf | 0.029 | 0.507 | Added 2023 from reference
100 | 7' depth | R19 Batt + R5 ci R10 Fully Underslab, 7' depth | Baylon & Kennedy, https://web.ornl.gov/sci/buildings/conf-archive/2007%20B10%20papers/092_Baylon.pdf | 0.031 | 0.307 | Added 2023 from reference
| 7' depth | R20 Foam Ext w/TB, R10 Full Underslab, 7' depth | Baylon & Kennedy, https://web.ornl.gov/sci/buildings/conf-archive/2007%20B10%20papers/092_Baylon.pdf | 0.034 | 0.304 | Added 2020 from reference
101 | 7' depth | R21 Batt, 7' depth | WSU | 0.035 | 0.56 | Updated to WSEC 2018
102 | 7' depth | R21 Batt w/TB, 7' depth | WSU | 0.035 | 0.5 | Updated to WSEC 2018
103 | 7' depth | R21 Batt + R5 ci, 7' depth | 10-1 | 0.027 | 0.56 | Added in WSEC 2018
104 | 7' depth | R21 Batt + R5 ci w/TB, 7' depth | 10-1 | 0.028 | 0.51 | Added in WSEC 2018
105 | 7' depth | R21 Batt + R7 ci, 7' depth | 10-1 | 0.025 | 0.57 | Added in WSEC 2018
106 | 7' depth | R21 Batt + R7 ci w/TB, 7' depth | 10-1 | 0.026 | 0.57 | Added in WSEC 2018
107 | 7' depth | R21 Batt + R5 ci R10 Fully Underslab, 7' depth | Baylon & Kennedy, https://web.ornl.gov/sci/buildings/conf-archive/2007%20B10%20papers/092_Baylon.pdf | 0.029 | 0.307 | Added 2020 from reference
108 | 7' depth | R25 Batt w/TB, 7' depth | Baylon & Kennedy, https://web.ornl.gov/sci/buildings/conf-archive/2007%20B10%20papers/092_Baylon.pdf | 0.032 | 0.505 | Added 2020 from reference
109 | 7' depth | R25 Batt w/TB, R10 Full Underslab, 7' depth | Baylon & Kennedy, https://web.ornl.gov/sci/buildings/conf-archive/2007%20B10%20papers/092_Baylon.pdf | 0.034 | 0.304 | Added 2020 from reference
110
111 | Depth | == Custom Entries per WSEC R402.1.5 U-factor Reference and Calculations ======== |  | Wall U | Slab F | Notes | Your entries appear at bottom of drowdown menus on "Group R" tab
112 |  |  | Custom
113 |  |  | Custom
114 |  |  | Custom
115 |  |  | Custom
116 |  |  | Custom
117 |  |  | Custom
118 |  |  | Custom
119 |  |  | Custom
CALCULATION AREA
If you rearrange, add or delete rows below -- be sure to make corresponding changes to the six areas above.
|  | DropDown_BelowGradeSlab |  |  | Component Description | Wall U | Slab F | Component Description | Wall U | Slab F | Component Description | Wall U | Slab F
1 |  |  | Reference | Notes | 2' depth |  |  | 3.5' depth |  |  | 7' depth
2 |  | === Most Frequently Used =========
3 |  | R0 Uninsulated | 10-1 | Updated to WSEC 2018 | R0 Uninsulated, 2' depth | 0.331 | 0.58 | R0 Uninsulated, 3.5' depth | 0.271 | 0.51 | R0 Uninsulated, 7' depth | 0.185 | 0.43
4 |  | R10 Foam Ext | 10-1 | Updated to WSEC 2018 | R10 Foam Ext, 2' depth | 0.089 | 0.56 | R10 Foam Ext, 3.5' depth | 0.075 | 0.52 | R10 Foam Ext, 7' depth | 0.058 | 0.47
5 |  | R11 Batt | 10-1 | Updated to WSEC 2018 | R11 Batt, 2' depth | 0.063 | 0.67 | R11 Batt, 3.5' depth | 0.058 | 0.61 | R11 Batt, 7' depth | 0.051 | 0.541
6 |  | R12 Foam Ext | 10-1 | Updated to WSEC 2018 | R12 Foam Ext, 2' depth | 0.61 | 0.6 | R12 Foam Ext, 3.5' depth | 0.057 | 0.57 | R12 Foam Ext, 7' depth | 0.05 | 0.42
7 |  | R10 Foam Ext w/TB, R10 Full Underslab | Baylon & Kennedy, https://web.ornl.gov/sci/buildings/conf-archive/2007%20B10%20papers/092_Baylon.pdf | Added 2020 | R10 Foam Ext w/TB, R10 Full Underslab, 2' depth | 0.068 | 0.345 | R10 Foam Ext w/TB, R10 Full Underslab, 3.5' depth | 0.064 | 0.324 | R10 Foam Ext w/TB, R10 Full Underslab, 7' depth | 0.055 | 0.293
8 |  | R20 Foam Ext w/TB, R10 Full Underslab | Baylon & Kennedy, https://web.ornl.gov/sci/buildings/conf-archive/2007%20B10%20papers/092_Baylon.pdf | Added 2020 from reference | R20 Foam Ext w/TB, R10 Full Underslab, 2' depth | 0.04 | 0.35 | R20 Foam Ext w/TB, R10 Full Underslab, 3.5' depth | 0.038 | 0.331 | R20 Foam Ext w/TB, R10 Full Underslab, 7' depth | 0.034 | 0.304
9 |  | R21 Batt w/TB | WSU | Updated to WSEC 2018 | R21 Batt w/TB, 2' depth | 0.042 | 0.59 | R21 Batt w/TB, 3.5' depth | 0.04 | 0.56 | R21 Batt w/TB, 7' depth | 0.035 | 0.5
10 |  | ============================
11 |  | R0 Uninsulated | 10-1 | Updated to WSEC 2018 | R0 Uninsulated, 2' depth | 0.331 | 0.58 | R0 Uninsulated, 3.5' depth | 0.271 | 0.51 | R0 Uninsulated, 7' depth | 0.185 | 0.43
12 |  | R10 Foam Ext | 10-1 | Updated to WSEC 2018 | R10 Foam Ext, 2' depth | 0.089 | 0.56 | R10 Foam Ext, 3.5' depth | 0.075 | 0.52 | R10 Foam Ext, 7' depth | 0.058 | 0.47
13 |  | R10 Foam Ext w/TB, R10 Full Underslab | Baylon & Kennedy, https://web.ornl.gov/sci/buildings/conf-archive/2007%20B10%20papers/092_Baylon.pdf | Added 2020 | R10 Foam Ext w/TB, R10 Full Underslab, 2' depth | 0.068 | 0.345 | R10 Foam Ext w/TB, R10 Full Underslab, 3.5' depth | 0.064 | 0.324 | R10 Foam Ext w/TB, R10 Full Underslab, 7' depth | 0.055 | 0.293
14 |  | R11 Batt | 10-1 | Updated to WSEC 2018 | R11 Batt, 2' depth | 0.063 | 0.67 | R11 Batt, 3.5' depth | 0.058 | 0.61 | R11 Batt, 7' depth | 0.051 | 0.541
15 |  | R11 Batt w/TB | 10-1 | Updated to WSEC 2018 | R11 Batt w/TB, 2' depth | 0.065 | 0.59 | R11 Batt w/TB, 3.5' depth | 0.061 | 0.55 | R11 Batt w/TB, 7' depth | 0.053 | 0.49
16 |  | R11 Batt + R5 ci | Baylon & Kennedy, https://web.ornl.gov/sci/buildings/conf-archive/2007%20B10%20papers/092_Baylon.pdf | Added 2023 from reference | R11 Batt + R5 ci, 2' depth | 0.044 | 0.677 | R11 Batt + R5 ci, 3.5' depth | 0.042 | 0.624 | R11 Batt + R5 ci, 7' depth | 0.037 | 0.553
17 |  | R11 Batt + R5 ci w/TB | Baylon & Kennedy, https://web.ornl.gov/sci/buildings/conf-archive/2007%20B10%20papers/092_Baylon.pdf | Added 2020 from reference | R11 Batt + R5 ci w/TB, 2' depth | 0.046 | 0.59 | R11 Batt + R5 ci w/TB, 3.5' depth | 0.043 | 0.553 | R11 Batt + R5 ci w/TB, 7' depth | 0.038 | 0.499
18 |  | R11 Batt + R5 ci R10 Fully Underslab | Baylon & Kennedy, https://web.ornl.gov/sci/buildings/conf-archive/2007%20B10%20papers/092_Baylon.pdf | Added 2020 from reference | R11 Batt + R5 ci R10 Fully Underslab, 2' depth | 0.048 | 0.348 | R11 Batt + R5 ci R10 Fully Underslab, 3.5' depth | 0.045 | 0.329 | R11 Batt + R5 ci R10 Fully Underslab, 7' depth | 0.04 | 0.301
19 |  | R12 Foam Ext | 10-1 | Updated to WSEC 2018 | R12 Foam Ext, 2' depth | 0.61 | 0.6 | R12 Foam Ext, 3.5' depth | 0.057 | 0.57 | R12 Foam Ext, 7' depth | 0.05 | 0.42
20 |  | R13 Batt | WSU | Interpolated between R11 and R19 | R13 Batt, 2' depth | 0.056007 | 0.67333 | R13 Batt, 3.5' depth | 0.052339 | 0.61333 | R13 Batt, 7' depth | 0.046005 | 0.54067
21 |  | R13 Batt w/TB | WSU | Interpolated between R11 and R19 | R13 Batt w/TB , 2' depth | 0.05834 | 0.59 | R13 Batt w/TB , 3.5' depth | 0.054673 | 0.55 | R13 Batt w/TB , 7' depth | 0.047672 | 0.49333
22 |  | R13 Batt + R5 ci | WSU | Interpolated between R11 and R19 | R13 Batt + R5 ci, 2' depth | 0.040337 | 0.67867 | R13 Batt + R5 ci, 3.5' depth | 0.038337 | 0.626 | R13 Batt + R5 ci, 7' depth | 0.034003 | 0.55633
|  | R13 Batt + R5 ci R10 Fully Underslab | WSU | Interpolated between R11 and R19 | R13 Batt + R5 ci R10 Fully Underslab, 2' depth | 0.044004 | 0.34867 | R13 Batt + R5 ci R10 Fully Underslab, 3.5' depth | 0.041337 | 0.33033 | R13 Batt + R5 ci R10 Fully Underslab, 7' depth | 0.037003 | 0.303
23 |  | R15 Batt | WSU | Interpolated between R11 and R19 | R15 Batt, 2' depth | 0.0525 | 0.675 | R15 Batt, 3.5' depth | 0.0495 | 0.615 | R15 Batt, 7' depth | 0.0435 | 0.5405
24 |  | R15 Batt w/TB | WSU | Interpolated between R11 and R19 | R15 Batt w/TB, 2' depth | 0.055 | 0.59 | R15 Batt w/TB, 3.5' depth | 0.0515 | 0.55 | R15 Batt w/TB, 7' depth | 0.045 | 0.495
25 |  | R19 Batt | 10-1 | Updated to WSEC 2018 | R19 Batt, 2' depth | 0.042 | 0.68 | R19 Batt, 3.5' depth | 0.041 | 0.62 | R19 Batt, 7' depth | 0.036 | 0.54
26 |  | R19 Batt w/TB | 10-1 | Updated to WSEC 2018 | R19 Batt w/TB, 2' depth | 0.045 | 0.59 | R19 Batt w/TB, 3.5' depth | 0.042 | 0.55 | R19 Batt w/TB, 7' depth | 0.037 | 0.5
27 |  | R19 Batt + R5 ci | Baylon & Kennedy, https://web.ornl.gov/sci/buildings/conf-archive/2007%20B10%20papers/092_Baylon.pdf | Added 2023 from reference | R19 Batt + R5 ci, 2' depth | 0.033 | 0.682 | R19 Batt + R5 ci, 3.5' depth | 0.031 | 0.63 | R19 Batt + R5 ci, 7' depth | 0.028 | 0.563
28 |  | R19 Batt + R5 ci w/TB | Baylon & Kennedy, https://web.ornl.gov/sci/buildings/conf-archive/2007%20B10%20papers/092_Baylon.pdf | Added 2023 from reference | R19 Batt + R5 ci w/TB, 2' depth | 0.034 | 0.594 | R19 Batt + R5 ci w/TB, 3.5' depth | 0.033 | 0.558 | R19 Batt + R5 ci w/TB, 7' depth | 0.029 | 0.507
|  | R19 Batt + R5 ci R10 Fully Underslab | Baylon & Kennedy, https://web.ornl.gov/sci/buildings/conf-archive/2007%20B10%20papers/092_Baylon.pdf | Added 2023 from reference | R19 Batt + R5 ci R10 Fully Underslab, 2' depth | 0.036 | 0.35 | R19 Batt + R5 ci R10 Fully Underslab, 3.5' depth | 0.034 | 0.333 | R19 Batt + R5 ci R10 Fully Underslab, 7' depth | 0.031 | 0.307
29 |  | R20 Foam Ext w/TB, R10 Full Underslab | Baylon & Kennedy, https://web.ornl.gov/sci/buildings/conf-archive/2007%20B10%20papers/092_Baylon.pdf | Added 2020 from reference | R20 Foam Ext w/TB, R10 Full Underslab, 2' depth | 0.04 | 0.35 | R20 Foam Ext w/TB, R10 Full Underslab, 3.5' depth | 0.038 | 0.331 | R20 Foam Ext w/TB, R10 Full Underslab, 7' depth | 0.034 | 0.304
30 |  | R21 Batt | WSU | Updated to WSEC 2018 | R21 Batt, 2' depth | 0.04 | 0.68 | R21 Batt, 3.5' depth | 0.038 | 0.63 | R21 Batt, 7' depth | 0.035 | 0.56
31 |  | R21 Batt w/TB | WSU | Updated to WSEC 2018 | R21 Batt w/TB, 2' depth | 0.042 | 0.59 | R21 Batt w/TB, 3.5' depth | 0.04 | 0.56 | R21 Batt w/TB, 7' depth | 0.035 | 0.5
32 |  | R21 Batt + R5 ci | 10-1 | Added in WSEC 2018 | R21 Batt + R5 ci, 2' depth | 0.031 | 0.68 | R21 Batt + R5 ci, 3.5' depth | 0.03 | 0.632 | R21 Batt + R5 ci, 7' depth | 0.027 | 0.56
33 |  | R21 Batt + R5 ci w/TB | 10-1 | Added in WSEC 2018 | R21 Batt + R5 ci w/TB, 2' depth | 0.032 | 0.59 | R21 Batt + R5 ci w/TB, 3.5' depth | 0.031 | 0.56 | R21 Batt + R5 ci w/TB, 7' depth | 0.028 | 0.51
34 |  | R21 Batt + R7 ci | 10-1 | Added in WSEC 2018 | R21 Batt + R7 ci, 2' depth | 0.029 | 0.68 | R21 Batt + R7 ci, 3.5' depth | 0.027 | 0.63 | R21 Batt + R7 ci, 7' depth | 0.025 | 0.57
35 |  | R21 Batt + R7 ci w/TB | 10-1 | Added in WSEC 2018 | R21 Batt + R7 ci w/TB, 2' depth | 0.03 | 0.59 | R21 Batt + R7 ci w/TB, 3.5' depth | 0.029 | 0.56 | R21 Batt + R7 ci w/TB, 7' depth | 0.026 | 0.57
36 |  | R21 Batt + R5 ci R10 Fully Underslab | Baylon & Kennedy, https://web.ornl.gov/sci/buildings/conf-archive/2007%20B10%20papers/092_Baylon.pdf | Added 2020 from reference | R21 Batt + R5 ci R10 Fully Underslab, 2' depth | 0.031 | 0.35 | R21 Batt + R5 ci R10 Fully Underslab, 3.5' depth | 0.032 | 0.333 | R21 Batt + R5 ci R10 Fully Underslab, 7' depth | 0.029 | 0.307
37 |  | R25 Batt w/TB | Baylon & Kennedy, https://web.ornl.gov/sci/buildings/conf-archive/2007%20B10%20papers/092_Baylon.pdf | Added 2020 from reference | R25 Batt w/TB, 2' depth | 0.038 | 0.593 | R25 Batt w/TB, 3.5' depth | 0.036 | 0.557 | R25 Batt w/TB, 7' depth | 0.032 | 0.505
38 |  | R25 Batt w/TB, R10 Full Underslab | Baylon & Kennedy, https://web.ornl.gov/sci/buildings/conf-archive/2007%20B10%20papers/092_Baylon.pdf | Added 2020 from reference | R25 Batt w/TB, R10 Full Underslab, 2' depth | 0.04 | 0.35 | R25 Batt w/TB, R10 Full Underslab, 3.5' depth | 0.038 | 0.331 | R25 Batt w/TB, R10 Full Underslab, 7' depth | 0.034 | 0.304
|  | == Custom Entries per WSEC R402.1.5 U-factor Reference and Calculations ======== |  |  |  | Wall U | Slab F
112 |  |  | Custom |  |  | 0 | 0
113 |  |  | Custom |  |  | 0 | 0
114 |  |  | Custom |  |  | 0 | 0
115 |  |  | Custom |  |  | 0 | 0
116 |  |  | Custom |  |  | 0 | 0
117 |  |  | Custom |  |  | 0 | 0
118 |  |  | Custom |  |  | 0 | 0
119 |  |  | Custom |  |  | 0 | 0
======================
Editing Instructions:
Only white areas on the sheet can be edited. Do not delete rows, columns or cells. This will disrupt the indexing reference to the companion worksheet.
Enter component description, and calculated U-factor. Submit the detailed calculations as part of the application for your building permit.
Where proposed construction assemblies are not represented in Appendix A tables, values shall be calculated in accordance with Chapters 21-29 in Standard RS-1 listed in Chapter 5, (ASHRAE Handbook of Fundamentals) using the framing factors listed in Appendix A where applicable.
For envelope assemblies containing metal framing, the U-factor shall be determined by one of the following methods:
1. Results of laboratory or field measurements.
2. Standard RS-25, listed in Chapter 5, where the metal framing is bonded on one or both sides to a metal skin or covering.
3. The zone method as provided in Chapter 24 of Standard RS-1, listed in Chapter 5.
4. Results of parallel path correction factors for effective framing/cavity R-values as provided in TABLE A103.3.6.1(1) : Effective R-Values for Metal Framing and Cavity Only for metal stud walls and roof/ceilings.
Return to Input
Note on C5: On each data tab we have created a “Most Frequently Used” section at the top, which appears on drop down menus and includes the most commonly selected items. Most of the items in this top section are intentionally duplicates of items from the more extensive list below.
Note on C158: On each data tab we have created a “Most Frequently Used” section at the top, which appears on drop down menus and includes the most commonly selected items. Most of the items in this top section are intentionally duplicates of items from the more extensive list below.
Note on F158: On each data tab we have created a “Most Frequently Used” section at the top, which appears on drop down menus and includes the most commonly selected items. Most of the items in this top section are intentionally duplicates of items from the more extensive list below.

## Table 406.2 (WSEC 2015) (hidden)
SECTION R406
R406.1 Scope. This section establishes options for additional criteria to be met for one- and two-family dwellings and townhouses, as defined in Section 101.2 of the International Residential Code to demonstrate compliance with this code.
R406.2 Additional energy efficiency requirements (Mandatory). Each dwelling unit in a residential building shall comply with sufficient options from Table R406.2 so as to achieve the following minimum number of credits:
1. Small Dwelling Unit: | 1.5 credits
Dwelling units less than 1500 square feet in conditioned floor area with less than 300 square feet of fenestration area.
Additions to existing building greater than 500 square feet of heated floor area but less than 1500 square feet.
2. Medium Dwelling Unit: | 3.5 credits
All dwelling units that are not included in #1 or #3.
Exception: Dwelling units serving R-2 occupancies shall require 2.5 credits.
3. Large Dwelling Unit: | 4.5 credits
Dwelling units exceeding 5000 square feet of conditioned floor area.
Exception: Dwelling units serving R-2 occupancies shall require 2.5 credits.
4. Additions less than 500 square feet: | 0.5 credits
The drawings included with the building permit application shall identify which options have been selected and the point value of each option, regardless of whether separate mechanical, plumbing, electrical, or other permits are utilized for the project.
1a | EFFICIENT BUILDING ENVELOPE 1a: | 0.5
Prescriptive compliance is based on Table R402.1.1 with the following modifications:
Vertical fenestration U = 0.28
Floor R-38
Slab on grade R-10 perimeter and under entire slab
Below grade slab R-10 perimeter and under entire slab
or
Compliance based on Section R402.1.4: Reduce the Total UA by 5%.
1b | EFFICIENT BUILDING ENVELOPE 1b: | 1
Prescriptive compliance is based on Table R402.1.1 with the following modifications:
Vertical fenestration U = 0.25
Wall R-21 plus R-4
Floor R-38
Basement wall R-21 int plus R-5 ci
Slab on grade R-10 perimeter and under entire slab
Below grade slab R-10 perimeter and under entire slab
or
Compliance based on Section R402.1.4: Reduce the Total UA by 15%.
1c | EFFICIENT BUILDING ENVELOPE 1c: | 2
Prescriptive compliance is based on Table R402.1.1 with the following modifications: Vertical fenestration U = 0.22
Ceiling and single-rafter or joist-vaulted R-49 advanced
Wood frame wall R-21 int plus R-12 ci
Floor R-38
Basement wall R-21 int plus R-12 ci
Slab on grade R-10 perimeter and under entire slab
Below grade slab R-10 perimeter and under entire slab
or
Compliance based on Section R402.1.4: Reduce the Total UA by 30%.
1da | EFFICIENT BUILDING ENVELOPE 1d: | 0.5
Prescriptive compliance is based on Table R402.1.1 with the following modifications:
Vertical fenestration U = 0.24
2a | AIR LEAKAGE CONTROL AND EFFICIENT VENTILATION 2a: | 0.5
Compliance based on R402.4.1.2: Reduce the tested air leakage to 3.0 air changes per hour maximum
and
All whole house ventilation requirements as determined by Section M1507.3 of the International Residential Code shall be met with a high efficiency fan (maximum 0.35 watts/cfm), not interlocked with the furnace fan. Ventilation systems using a furnace including an ECM motor are allowed, provided that they are controlled to operate at low speed in ventilation only mode.
To qualify to claim this credit, the building permit drawings shall specify the option being selected and shall specify the maximum tested building air leakage and shall show the qualifying ventilation system.
2b | AIR LEAKAGE CONTROL AND EFFICIENT VENTILATION 2b: | 1
Compliance based on Section R402.4.1.2: Reduce the tested air leakage to 2.0 air changes per hour maximum
and
All whole house ventilation requirements as determined by Section M1507.3 of the International Residential Code shall be met with a heat recovery ventilation system with minimum sensible heat recovery efficiency of 0.70.
To qualify to claim this credit, the building permit drawings shall specify the option being selected and shall specify the maximum tested building air leakage and shall show the heat recovery ventilation system.
2c | AIR LEAKAGE CONTROL AND EFFICIENT VENTILATION 2c: | 1.5
Compliance based on Section R402.4.1.2: Reduce the tested air leakage to 1.5 air changes per hour maximum
and
All whole house ventilation requirements as determined by Section M1507.3 of the International Residential Code shall be met with a heat recovery ventilation system with minimum sensible heat recovery efficiency of 0.85.
To qualify to claim this credit, the building permit drawings shall specify the option being selected and shall specify the maximum tested building air leakage and shall show the heat recovery ventilation system.
3ab | HIGH EFFICIENCY HVAC EQUIPMENT 3a: | 1
Gas, propane or oil-fired furnace with minimum AFUE of 94%, or
Gas, propane or oiled-fired boiler with minimum AFUE of 92%
To qualify to claim this credit, the building permit drawings shall specify the option being selected and shall specify the heating equipment type and the minimum equipment efficiency.
3bb | HIGH EFFICIENCY HVAC EQUIPMENT 3b: | 1
Air-source heat pump with minimum HSPF of 9.0
To qualify to claim this credit, the building permit drawings shall specify the option being selected and shall specify the heating equipment type and the minimum equipment efficiency.
3cb | HIGH EFFICIENCY HVAC EQUIPMENT 3c: | 1.5
Closed-loop ground source heat pump; with a minimum COP of 3.3
or
Open loop water source heat pump with a maximum pumping hydraulic head of 150 feet and minimum COP of 3.6
To qualify to claim this credit, the building permit drawings shall specify the option being selected and shall specify the heating equipment type and the minimum equipment efficiency.
3db | HIGH EFFICIENCY HVAC EQUIPMENT 3d: | 1
Ductless Split System Heat Pumps, Zonal Control: In homes where the primary space heating system is zonal electric heating, a ductless heat pump system shall be installed and provide heating to the largest zone of the housing unit.
To qualify to claim this credit, the building permit drawings shall specify the option being selected and shall specify the heating equipment type and the minimum equipment efficiency.
4 | HIGH EFFICIENCY HVAC DISTRIBUTION SYSTEM: | 1
All heating and cooling system components installed inside the conditioned space. This includes all equipment and distribution system components such as forced air ducts, hydronic piping, hydronic floor heating loop, convectors and radiators. All combustion equipment shall be direct vent or sealed combustion.
For forced air ducts: A maximum of 10 linear feet of return ducts and 5 linear feet of supply ducts may be located outside the conditioned space. All metallic ducts located outside the conditioned space must have both transverse and longitudinal joints sealed with mastic. If flex ducts are used, they cannot contain splices. Flex duct connections must be made with nylon straps and installed using a plastic strapping tensioning tool. Ducts located outside the conditioned space must be insulated to a minimum of R-8.
Locating system components in conditioned crawl spaces is not permitted under this option.
Electric resistance heat and ductless heat pumps are not permitted under this option.
Direct combustion heating equipment with AFUE less than 80% is not permitted under this option.
To qualify to claim this credit, the building permit drawings shall specify the option being selected and shall specify the heating equipment type and shall show the location of the heating and cooling equipment and all the ductwork.
5a | EFFICIENT WATER HEATING 5a: | 0.5
All showerhead and kitchen sink faucets installed in the house shall be rated at 1.75 GPM or less. All other lavatory faucets shall be rated at 1.0 GPM or less.c
To qualify to claim this credit, the building permit drawings shall specify the option being selected and shall specify the maximum flow rates for all showerheads, kitchen sink faucets, and other lavatory faucets.
5b | EFFICIENT WATER HEATING 5b: | 1
Water heating system shall include one of the following:
Gas, propane or oil water heater with a minimum EF of 0.74
or
Water heater heated by ground source heat pump meeting the requirements of Option 3c.
or
For R-2 occupancy, a central heat pump water heater with an EF greater than 2.0 that would supply DHW to all the units through a central water loop insulated with R-8 minimum pipe insulation.
To qualify to claim this credit, the building permit drawings shall specify the option being selected and shall specify the water heater equipment type and the minimum equipment efficiency.
5c | EFFICIENT WATER HEATING 5c: | 1.5
Water heating system shall include one of the following:
Gas, propane or oil water heater with a minimum EF of 0.91
or
Solar water heating supplementing a minimum standard water heater. Solar water heating will provide a rated minimum savings of 85 therms or 2000 kWh based on the Solar Rating and Certification Corporation (SRCC) Annual Performance of OG-300 Certified Solar Water Heating Systems.
or
Electric heat pump water heater with a minimum EF of 2.0 and meeting the standards of NEEA's Northern Climate Specifications for Heat Pump Water Heaters.
To qualify to claim this credit, the building permit drawings shall specify the option being selected and shall specify the water heater equipment type and the minimum equipment efficiency and, for solar water heating systems, the calculation of the minimum energy savings.
5d | EFFICIENT WATER HEATING 5d: | 0.5
A drain water heat recovery unit(s) shall be installed, which captures waste water heat from all the showers, and has a minimum efficiency of 40% if installed for equal flow or a minimum efficiency of 52% if installed for unequal flow. Such units shall be rated in accordance with CSA B55.1 and be so labeled.
To qualify to claim this credit, the building permit drawings shall include a plumbing diagram that specifies the drain water heat recovery units and the plumbing layout needed to install it and labels or other documentation shall be provided that demonstrates that the unit complies with the standard.
6 | RENEWABLE ELECTRIC ENERGY: | 0.5
For each 1200 kWh of electrical generation per housing unit provided annually by on-site wind or solar equipment a 0.5 credit shall be allowed, up to 3 credits. Generation shall be calculated as follows:
For solar electric systems, the design shall be demonstrated to meet this requirement using the National Renewable Energy Laboratory calculator PVWATTs. Documentation noting solar access shall be included on the plans.
For wind generation projects designs shall document annual power generation based on the following factors:
The wind turbine power curve; average annual wind speed at the site; frequency distribution of the wind speed at the site and height of the tower.
To qualify to claim this credit, the building permit drawings shall specify the option being selected and shall show the photovoltaic or wind turbine equipment type, provide documentation of solar and wind access, and include a calculation of the minimum annual energy power production.
a. | Projects using this option may not use Option 1a, 1b or 1c.
b. | Projects may only include credit from one space heating option, 3a, 3b, 3c or 3d. When a housing unit has two pieces of equipment (i.e., two furnaces) both must meet the standard to receive the credit.
c. | Plumbing Fixtures Flow Ratings. Low flow plumbing fixtures (water closets and urinals) and fittings (faucets and showerheads) shall comply with the following requirements:
1. Residential bathroom lavatory sink faucets: Maximum flow rate - 3.8 L/min (1.0 gal/min) when tested in accordance with ASME A112.18.1/CSA B125.1.
2. Residential kitchen faucets: Maximum flow rate - 6.6 L/min (1.75 gal/min) when tested in accordance with ASME A112.18.1/CSA B125.1.
3. Residential showerheads: Maximum flow rate - 6.6 L/min (1.75 gal/min) when tested in accordance with ASME A112.18.1/CSA B125.1.

## Weather (hidden)
WSU Code Compliance Calculator - WSEC 2015 &2018 |  |  |  | (C) 2020
Weather Database - Heating Design Temperature by City, Washington State
Index | Location | Heating | Design
|  | Design | Temp
|  | Temp | Difference
1
2 | Aberdeen 20 NNE | 25 | 45
3 | Anacortes | 24 | 46
4 | Anatone | -4 | 74
5 | Appleton | 11 | 59
6 | Auburn | 25 | 45
7 | Battleground | 19 | 51
8 | Bellevue | 24 | 46
9 | Bellingham 2N | 19 | 51
10 | Benton City 2 NW | 11 | 59
11 | Bickleton | 4 | 66
12 | Blaine | 17 | 53
13 | Bothell 2 N | 17 | 53
14 | Bremerton | 29 | 41
15 | Brier | 24 | 46
16 | Buckley 1 NE | 26 | 44
17 | Bumping Lake | -5 | 75
18 | Burlington | 19 | 51
19 | Camas | 21 | 49
20 | Castle Rock | 23 | 47
21 | Cedar Lake | 20 | 50
22 | Centralia | 21 | 49
23 | Central Park | 27 | 43
24 | Chehalis | 21 | 49
25 | Chelan | 10 | 60
26 | Cheney | 4 | 66
27 | Chesaw | -11 | 81
28 | Chewalah 2 S | -9 | 79
29 | Chief Joseph Dam | 6 | 64
30 | Clallam Bay 1 NNE | 28 | 42
31 | Clarkston | 10 | 60
32 | Clearbrook | 19 | 51
33 | Clearwater | 26 | 44
34 | Cle Elum | 1 | 69
35 | Clyde Hill | 24 | 46
36 | Colfax 1 NW | 2 | 68
37 | College Place | 6 | 64
38 | Colville AP | -2 | 72
39 | Conconully | -7 | 77
40 | Concrete | 19 | 51
41 | Connell 4 NNW | 6 | 64
42 | Cougar 5 E | 25 | 45
43 | Coulee Dam 1 SW | 9 | 61
44 | Coupeville 1 S | 21 | 49
45 | Cushman Dam | 22 | 48
46 | Dallesport AP | 14 | 56
47 | Darrington RS | 13 | 57
48 | Davenport | 5 | 65
49 | Dayton 1 WSW | 5 | 65
50 | Deer Park 2 E | -5 | 75
51 | Des Moines | 25 | 45
52 | Diablo Dam | 15 | 55
53 | Dishman | 9 | 61
54 | East Bremerton | 29 | 41
55 | Edmonds | 24 | 46
56 | Electron Headwks | 16 | 54
57 | Ellensburg AP | 2 | 68
58 | Elma | 24 | 46
59 | Eltopia 6 W | 9 | 61
60 | Elwha RS | 24 | 46
61 | Enumclaw | 26 | 44
62 | Ephrata AP | 7 | 63
63 | Everett JC | 23 | 47
64 | Everett Paine AFB | 21 | 49
65 | Fircrest | 29 | 41
66 | Forks I E | 23 | 47
67 | Fort Lewis | 24 | 46
68 | Fruitvale | 1.1 | 68.9
69 | Glacier RS | 13 | 57
70 | Glenoma (Kosmos) | 18 | 52
71 | Goldendale | 7 | 63
72 | Grandview | 12 | 58
73 | Grapeview | 30 | 40
74 | Grayland 2 S | 28 | 42
75 | Grays River Hatchery | 24 | 46
76 | Greenwater | 1.4 | 68.6
77 | Grotto | 21 | 49
78 | Harrington 2 S | 3 | 67
79 | Hartline | 7 | 63
80 | Hatton 8 E | 1 | 69
81 | Holden Village | 4 | 66
82 | Hoquiam AP | 26 | 44
83 | Ice Harbor Dam | 17 | 53
84 | Inchelium 2 NW | 0 | 70
85 | Issaquah | 23 | 47
86 | John Day Dam | 19 | 51
87 | Kelso AP | 24 | 46
88 | Kennewick 10 SW | 13 | 57
89 | Kent | 21 | 49
90 | Kid Valley | 20 | 50
91 | Kirkland | 17 | 53
92 | Lacey | 17 | 53
93 | Lacrosse 3 ESE | -3 | 73
94 | La Grande | 23 | 47
95 | Lake Cle Elum | -4 | 74
96 | Lake Forest Park | 20 | 50
97 | Lake Kachess | -2 | 72
98 | Lake Keechelus | 0 | 70
99 | Lakewood Center | 23 | 47
100 | Landsburg | 18 | 52
101 | Larson AFB | 6 | 64
102 | Laurier | -8 | 78
103 | Leavenworth | -3 | 73
104 | Lemanasky Lake | -7 | 77
105 | Lind 3 NE | 6 | 64
106 | Linwood | 10 | 60
107 | Little Goose Dam | 22 | 48
108 | Long Beach 3 NNE | 25 | 45
109 | Longview | 24 | 46
110 | Lower Granite Dam | 14 | 56
111 | Lower Monument Dam | 18 | 52
112 | Lynden | 18 | 52
113 | Lynnwood | 24 | 46
114 | Maloft | 4 | 66
115 | Marietta 3 NNW | 18 | 52
116 | Marysville | 23 | 47
117 | McMillin Res. | 21 | 49
118 | McNary Dam | 11 | 59
119 | Medical Lake | 4 | 66
120 | Medina | 24 | 46
121 | Mercer Island | 25 | 45
122 | Metaline Falls | -1 | 71
123 | Methow 2 W | 1 | 69
124 | Mountlake Terrace | 22 | 48
125 | Mt. Spokane Summit | -2 | 72
126 | Mount Vernon 3 WNW | 20 | 50
127 | Moxee City 10 E | 8 | 62
128 | Mud Mtn. Dam | 23 | 47
129 | Nespelem 2 S | -4 | 74
130 | Newhalem | 19 | 51
131 | Newport | -5 | 75
132 | Normandy Park | 24 | 46
133 | Northport | 2 | 68
134 | Oak Harbor | 16 | 54
135 | Oakville | 20 | 50
136 | Odessa | 7 | 63
137 | Olga 2 SE | 24 | 46
138 | Olympia, AP. | 17 | 53
139 | Omak 2 NW | 3 | 67
140 | Opportunity | 8 | 62
141 | Oroville | 5 | 65
142 | Othello | 9 | 61
143 | Packwood | 16 | 54
144 | Palmer 3 SE | 22 | 48
145 | Parkland | 20 | 50
146 | Pasco | 13 | 57
147 | Plain | -3 | 73
148 | Pleasant View | 16 | 54
149 | Pt. Grenville | 27 | 43
150 | Pomeroy | 3 | 67
151 | Port Angeles | 28 | 42
152 | Port Orchard | 29 | 41
153 | Pon Townsend | 25 | 45
154 | Priest Rapids Dam | 14 | 56
155 | Prosser | 12 | 58
156 | Pullman Exp. Sta. | 1 | 69
157 | Puyallup | 19 | 51
158 | Quilcene 2 SW | 23 | 47
159 | Quillayute AP | 23 | 47
160 | Quinault RS | 25 | 45
161 | Quincy 1 NE | 4 | 66
162 | Rainier, Longmire | 15 | 55
163 | Paradise RS | 8 | 62
164 | Raymond | 28 | 42
165 | Redmond | 17 | 53
166 | Renton | 24 | 46
167 | Republic | -9 | 79
168 | Richland | 11 | 59
169 | Rimrock Tieton Dam | 4 | 66
170 | Ritzville | 6 | 64
171 | Rosalia | 6 | 64
172 | Ross Dam | 14 | 56
173 | St. John | 15 | 55
174 | Sappho 8 E | 23 | 47
175 | Satus Pass | 10 | 60
176 | Seattle: Sea-Tac AP | 24 | 46
177 | Sedro Woolley 1 E | 19 | 51
178 | Selah | 11 | 59
179 | Sequim | 23 | 47
180 | Shelton | 23 | 47
181 | Shoultes | 23 | 47
182 | Skamania Fish Hatch. | 24 | 46
183 | Smyrna | 8 | 62
184 | Snohomish | 21 | 49
185 | Snoqualmie Falls | 22 | 48
186 | Snoqualmie Pass | 6 | 64
187 | South Broadway | 11 | 59
188 | So. Olympic Tree Farm | 24 | 46
189 | Spanaway | 20 | 50
190 | Spokane AP | 4 | 66
191 | Spokane CO | 10 | 60
192 | Spokane Fairchild AFB | 4 | 66
193 | Sprague | 4 | 66
194 | Stampede Pass | 7 | 63
195 | Startup 1 E | 20 | 50
196 | Stehekin 3 NW | 12 | 58
197 | Steilacoom | 21 | 49
198 | Stevens Pass | 6 | 64
199 | Stockdill Ranch | -14 | 84
200 | Sumner | 19 | 51
201 | Sunnyside | 12 | 58
202 | Tacoma McChord | 21 | 49
203 | Tacoma CO | 29 | 41
204 | Tatoosh Island | 31 | 39
205 | Thompson Place | 20 | 50
206 | Tietort Intake | 6 | 64
207 | Toledo AP | 17 | 53
208 | Toppenish | 11 | 59
209 | Trinidad 2 SSE | 13 | 57
210 | Tukwila | 24 | 46
211 | Tumwater | 17 | 53
212 | University Place | 29 | 41
213 | Upper Baker Dam | 14 | 56
214 | Vancouver | 22 | 48
215 | Vashon Island | 28 | 42
216 | Walla Walla AP | 6 | 64
217 | Walla Walla CO | 13 | 57
218 | Wapato | 10 | 60
219 | Washougal 8 ENE | 21 | 49
220 | Waterville | 1 | 69
221 | Wawawai 2 NW | 14 | 56
222 | Wellpinit | 1 | 69
223 | Wenatchee AP | 13 | 57
224 | Wenatchee CO | 10 | 60
225 | West Clarkston | 10 | 60
226 | Whidbey Island | 11 | 59
227 | White River RS | 12 | 58
228 | White Swan RS | 8 | 62
229 | Whitman Mission | 11 | 59
230 | Wilbur | 4 | 66
231 | Willapa Harbor | 26 | 44
232 | Wilson Creek | 3 | 67
233 | Wind River | 15 | 55
234 | Winthrop 1 WSW | -12 | 82
235 | Yakima AP | 11 | 59
Editing Instructions:
This sheet should not be changed.

## Prototypes (hidden)
Prototypes
id_prototypes | prototype | Tons | Furnsize | Supply Duct location | Supply Duct Area | Return Duct location | Return Duct Area | Afloorcon | Volume | Afloorext | Aextwall | Aceiling | AwinN | AwinE | AwinS | AwinW | Adoor | Foundtype | Afootprint | Pfootprint | HeightAG | HeightBG | StackHeight | FanCFM | achattic | achcrawl | WH | WH_size | HPWH_performance | ducted | WH_fan | WH_loc | InteractionFactor | prototype_desc | btype | occupants_per_unit | occupants | numunits | height_per_floor | floors_per_building | total_height | baseductsinside | bedrooms_per_unit | reqvent | glazing_pct_hfa | perim_width | perim_length | seemtemplate_sort | official_rtf_prototype | sqft_per_unit | sizecat | fan_cfm_per_unit | wh_size_per_unit | floor_ins_area | wall_ins_area | bsmtwall_ins_area | window_area | slab_area | wall_to_floor_area | duct_area
1 | c1344 | 2.5 | 17.5843 | Crawl | 240 | Attic | 50 | 1344 | 10752 | 0 | 1184 | 1344 | 43.68 | 43.68 | 43.68 | 43.68 | 40 | 1 | 1344 | 148 | 1 | 2 | 8 | 50 | 4.5 | 4.5 | 1 | 50 | 4 | 0 | 0 | 1 | 0.65 | sf home | sf | 2.3918 | 2.3918 | 1 | 8 | 1 | 8 | FALSE | 3 | 70.32 | 13% | 32 | 42 | 1 | TRUE | 1344 | 1500 | 50 | 50 | 1344 | 969.28 | 0 | 174.72 | 0 | 0.88095 | 290
2 | s1344 | 2.5 | 17.5843 | Attic | 240 | Attic | 50 | 1344 | 10752 | 0 | 1184 | 1344 | 43.68 | 43.68 | 43.68 | 43.68 | 40 | 2 | 1344 | 148 | 0 | 0 | 8 | 50 | 4.5 | 4.5 | 1 | 50 | 4 | 0 | 0 | 1 | 0.65 | sf home | sf | 2.3918 | 2.3918 | 1 | 8 | 1 | 8 | FALSE | 3 | 70.32 | 13% | 32 | 42 | 1 | TRUE | 1344 | 1500 | 50 | 50 | 0 | 969.28 | 0 | 174.72 | 1344 | 0.88095 | 290
3 | c2200 | 4 | 23.4457 | Crawl | 300 | Attic | 80 | 2200 | 18700 | 200 | 2210 | 1784 | 91.3 | 91.3 | 91.3 | 91.3 | 40 | 1 | 1584 | 160 | 1 | 2 | 17 | 50 | 4.5 | 4.5 | 1 | 50 | 4 | 0 | 0 | 1 | 0.65 | sf home | sf | 2.7944 | 2.7944 | 1 | 8.5 | 2 | 17 | FALSE | 4 | 103.5 | 16.6% | 36 | 44 | 2 | TRUE | 2200 | 5000 | 50 | 50 | 1784 | 1804.8 | 0 | 365.2 | 0 | 1.0045 | 380
4 | s2200 | 4 | 23.4457 | Attic | 300 | Attic | 80 | 2200 | 18700 | 200 | 2210 | 1784 | 91.3 | 91.3 | 91.3 | 91.3 | 40 | 2 | 1584 | 160 | 0 | 0 | 17 | 50 | 4.5 | 4.5 | 1 | 50 | 4 | 0 | 0 | 1 | 0.65 | sf home | sf | 2.7944 | 2.7944 | 1 | 8.5 | 2 | 17 | FALSE | 4 | 103.5 | 16.6% | 36 | 44 | 2 | TRUE | 2200 | 5000 | 50 | 50 | 200 | 1804.8 | 0 | 365.2 | 1584 | 1.0045 | 380
5 | b2688 | 3.5 | 17.5843 | In | 0 | Attic | 40 | 2688 | 22848 | 0 | 1480 | 1344 | 94.08 | 94.08 | 94.08 | 94.08 | 40 | 4 | 1344 | 148 | 0.5 | 6.5 | 10 | 50 | 4.5 | 4.5 | 1 | 50 | 4 | 0 | 0 | 4 | 0.65 | sf home | sf | 2.9462 | 2.9462 | 1 | 10 | 2 | 20 | FALSE | 4 | 118.14 | 14% | 32 | 42 | 3 | TRUE | 2688 | 5000 | 50 | 50 | 0 | 1063.68 | 1036 | 376.32 | 0 | 0.93601 | 40
6 | b5000 | 6 | 35.1685 | In | 0 | Attic | 60 | 5000 | 40100 | 200 | 2788 | 1800 | 187.5 | 187.5 | 187.5 | 187.5 | 40 | 4 | 1600 | 164 | 0.5 | 6.5 | 17 | 50 | 4.5 | 4.5 | 1 | 50 | 4 | 0 | 0 | 4 | 0.65 | sf home | sf | 3.9356 | 3.9356 | 1 | 10 | 3 | 30 | FALSE | 4 | 187.5 | 15% | 32 | 50 |  | FALSE | 5000 | 9999 | 50 | 50 | 200 | 1998 | 1148 | 750 | 0 | 0.7872 | 60
7 | c2460 | 6 | 23.4457 | In | 280 | In | 70 | 2460 | 20910 | 0 | 2193 | 820 | 92.25 | 92.25 | 92.25 | 92.25 | 60 | 1 | 821.5 | 86 | 1 | 2 | 25.5 | 150 | 4.5 | 4.5 | 1 | 150 | 4 | 0 | 0 | 1 | 0.65 | garden style | mf | 2.25 | 6.75 | 3 | 8.5 | 3 | 25.5 | TRUE | 2 | 141.3 | 15% | 26.5 | 31 |  | FALSE | 820 | 1500 | 50 | 50 | 821.5 | 1764 | 0 | 369 | 0 | 0.89146 | 350
vvvvvvvv Not used in 2018 WSREC Analysis | [7 empty] | Not used in 2018 WSREC Analysis |  |  |  | Not used in 2018 WSREC Analysis |  |  |  | Not used in 2018 WSREC Analysis |  |  |  | Not used in 2018 WSREC Analysis |  |  |  | Not used in 2018 WSREC Analysis |  |  |  | Not used in 2018 WSREC Analysis
10 | c1500 | 6 | 35.1685 | Crawl | 100 | Attic | 50 | 1500 | 14250 | 0 | 1259 | 500 | 48.75 | 48.75 | 48.75 | 48.75 | 40 | 1 | 500 | 90 | 1 | 2 | 28.5 | 50 | 4.5 | 4.5 | 1 | 50 | 4 | 0 | 0 | 1 | 0.65 | townhome | sf | 1.69 | 1.69 | 1 | 9.5 | 3 | 28.5 | FALSE | 3 | 75 | 13% | 20 | 25 | 4 | TRUE | 1500 | 5000 | 50 | 50 | 500 | 1024 | 0 | 195 | 0 | 0.83933 | 150
11 | s1500 | 6 | 35.1685 | Attic | 20 | Attic | 50 | 1500 | 14250 | 0 | 1259 | 500 | 48.75 | 48.75 | 48.75 | 48.75 | 40 | 2 | 500 | 90 | 0 | 0 | 28.5 | 50 | 4.5 | 4.5 | 1 | 50 | 4 | 0 | 0 | 1 | 0.65 | townhome | sf | 1.69 | 1.69 | 1 | 9.5 | 3 | 28.5 | FALSE | 3 | 75 | 13% | 20 | 25 | 5 | TRUE | 1500 | 5000 | 50 | 50 | 0 | 1024 | 0 | 195 | 500 | 0.83933 | 70
12 | s1000 | 6 | 35.1685 | In | 0 | In | 0 | 26400 | 237600 | 0 | 10152 | 8800 | 990 | 990 | 990 | 990 | 84 | 2 | 8800 | 376 | 0 | 0 | 27 | 1200 | 4.5 | 4.5 | 1 | 1200 | 4 | 0 | 0 | 1 | 0.65 | double loaded corridor | mf | 1.69 | 40.56 | 24 | 9 | 3 | 27 | TRUE | 2 | 1332 | 15% | 88 | 100 | 6 | TRUE | 1100 | 1500 | 50 | 50 | 0 | 6108 | 0 | 3960 | 8800 | 0.38455 | 0
13 | c1904 | 4 | 17.5843 | In | 280 | In | 70 | 1904 | 16184 | 0 | 1632 | 952 | 71.4 | 71.4 | 71.4 | 71.4 | 40 | 1 | 952 | 96 | 1 | 2 | 17 | 100 | 4.5 | 4.5 | 1 | 100 | 4 | 0 | 0 | 1 | 0.65 | garden style | mf | 1.69 | 3.38 | 2 | 8.5 | 2 | 17 | TRUE | 2 | 102.12 | 15% | 28 | 34 | 7 | FALSE | 952 | 1500 | 50 | 50 | 952 | 1306.4 | 0 | 285.6 | 0 | 0.85714 | 350
14 | c2856 | 6 | 23.4457 | In | 280 | In | 70 | 2856 | 24276 | 0 | 2448 | 952 | 107.1 | 107.1 | 107.1 | 107.1 | 60 | 1 | 952 | 96 | 1 | 2 | 25.5 | 150 | 4.5 | 4.5 | 1 | 150 | 4 | 0 | 0 | 1 | 0.65 | garden style | mf | 1.69 | 5.07 | 3 | 8.5 | 3 | 25.5 | TRUE | 2 | 153.18 | 15% | 28 | 34 | 7 | FALSE | 952 | 1500 | 50 | 50 | 952 | 1959.6 | 0 | 428.4 | 0 | 0.85714 | 350
15 | s1904 | 4 | 17.5843 | In | 280 | In | 70 | 1904 | 16184 | 0 | 1632 | 952 | 71.4 | 71.4 | 71.4 | 71.4 | 40 | 2 | 952 | 96 | 0 | 0 | 17 | 100 | 4.5 | 4.5 | 1 | 100 | 4 | 0 | 0 | 1 | 0.65 | garden style | mf | 1.69 | 3.38 | 2 | 8.5 | 2 | 17 | TRUE | 2 | 102.12 | 15% | 28 | 34 | 7 | FALSE | 952 | 1500 | 50 | 50 | 0 | 1306.4 | 0 | 285.6 | 952 | 0.85714 | 350
16 | s2856 | 6 | 23.4457 | In | 280 | In | 70 | 2856 | 24276 | 0 | 2448 | 952 | 107.1 | 107.1 | 107.1 | 107.1 | 60 | 2 | 952 | 96 | 0 | 0 | 25.5 | 150 | 4.5 | 4.5 | 1 | 150 | 4 | 0 | 0 | 1 | 0.65 | garden style | mf | 1.69 | 5.07 | 3 | 8.5 | 3 | 25.5 | TRUE | 2 | 153.18 | 15% | 28 | 34 | 7 | FALSE | 952 | 1500 | 50 | 50 | 0 | 1959.6 | 0 | 428.4 | 952 | 0.85714 | 350
17 | s952 | 6 | 35.1685 | In | 280 | In | 70 | 7616 | 64736 | 0 | 6528 | 3808 | 285.6 | 285.6 | 285.6 | 285.6 | 160 | 2 | 3808 | 328 | 0 | 0 | 17 | 400 | 4.5 | 4.5 | 1 | 400 | 4 | 0 | 0 | 1 | 0.65 | garden style | sf | 1.69 | 13.52 | 8 | 8.5 | 2 | 17 | TRUE | 2 | 408.48 | 15% | 28 | 136 | 7 | TRUE | 952 | 1500 | 50 | 50 | 0 | 5225.6 | 0 | 1142.4 | 3808 | 0.85714 | 350
Note on C3: Benjamin Hannas: These are only the initial values. In the code, SEEM should be run twice to get the proper sizing.
Note on D3: Benjamin Hannas: These are only the initial values. In the code, SEEM should be run twice to get the proper sizing.
Note on AZ3: Benjamin Hannas: For now, this just needs to be 1500, 5000, or 9999, based on max sqft categories from wa options table

## Agreement Not Accepted (hidden)
Total UA Alternative Calculator
Terms of use were not accepted.
Please click on "Review & Accept Terms of Use" button below to try again.
For Assistance please contact:
Carolyn Roos
Washington State University Energy Program
roosc@energy.wsu.edu
Please include 'UA Alternative Calculator' in the subject line.
Review & Accept Terms of Use

## UserRegistration (hidden)
User Registration | 0
First Name | Carolyn
Last Name | Roos
Registration Date: | 2020-08-15
Version | Version: 2015-2018 Total UA Alternative Worksheet~20200814a~C2200-1.xlsm, 8/14/2020 7:04:19 PM
Company | WSUEP
Demographic
ContactInfo1
ContactInfo2
ContactInfo3
ContactInfo4
City | Olympia
State
Zipcode
Add to Mailing List? | No
Registrations with this file | 1